## RAW_ComponentList
# | Rev | Component ID | Description | Equipment | Line Number | W/E | P&ID Drawing | Manufacturer | Model No. | Comments
1 |  | C10-AE-10621 | ANALYZER SENSOR | C10-BAG-001C |  |  | C10-13-1030 | ENDRESS + HAUSER | TBD | Dust analyse
2 |  | C10-AIT-10621 | ANALYZER - ??? | C10-BAG-001C |  |  | C10-13-1030 | ENDRESS + HAUSER | TBD | Dust detection
3 |  | C10-FSL-10505 | FLOW SW - ??? | C10-CRU-001A |  |  | C10-13-1010 | IFM | TBD
4 |  | C10-GT-10071 | CAMERA | C10-BIN-001 |  |  | C10-13-1010
5 |  | C10-GT-10171 | CAMERA | C10-FDR-001 |  |  | C10-13-1010
6 |  | C10-GT-10371 | CAMERA | C10-FDR-002 |  |  | C10-13-1010
7 |  | C10-GT-10471 | CAMERA | C10-CRU-001 |  |  | C10-13-1010
8 |  | C10-GT-11071 | CAMERA | C10-RKB-001 |  |  | C10-13-1020
9 |  | C10-HK-10110 | PUSHBUTTON STATION | C10-FDR-001 |  |  | C10-13-1010 | ALLEN-BRADLEY | TBD
10 |  | C10-HK-10210 | PUSHBUTTON STATION | C10-CNV-001 |  |  | C10-13-1010 | ALLEN-BRADLEY | TBD
11 |  | C10-HK-10320 | PUSHBUTTON STATION | C10-FDR-002 |  |  | C10-13-1010 | ALLEN-BRADLEY | TBD
12 |  | C10-HK-10410 | PUSHBUTTON STATION | C10-CRU-001 |  |  | C10-13-1010 | ALLEN-BRADLEY | TBD
13 |  | C10-HK-10510 | PUSHBUTTON STATION | C10-CRU-001A |  |  | C10-13-1010 | ALLEN-BRADLEY | TBD
14 |  | C10-HK-10610 | PUSHBUTTON STATION | C10-BAG-001B |  |  | C10-13-1030 | ALLEN-BRADLEY | TBD
15 |  | C10-HK-10620 | PUSHBUTTON STATION | C10-BAG-001C |  |  | C10-13-1030 | ALLEN-BRADLEY | TBD
16 |  | C10-HK-10710 | PUSHBUTTON STATION | C10-BAG-001A |  |  | C10-13-1030 | ALLEN-BRADLEY | TBD
17 |  | C10-HK-11110A | PUSHBUTTON STATION | C10-RKB-001A |  |  | C10-13-1020 | ALLEN-BRADLEY | TBD
18 |  | C10-HK-11110B | PUSHBUTTON STATION | C10-RKB-001A |  |  | C10-13-1020 | ALLEN-BRADLEY | TBD
19 |  | C10-HK-16510 | PUSHBUTTON STATION | C10-PSU-001 |  |  | C10-13-1010 | ALLEN-BRADLEY | TBD
20 |  | C10-HSS-10111 | SAFETY SW - PULL CORD SW | C10-FDR-001 |  |  | C10-13-1010 | THERMO FISHER SCIENTIFIC | SPS-2D
21 |  | C10-HSS-10112 | SAFETY SW - PULL CORD SW | C10-FDR-001 |  |  | C10-13-1010 | THERMO FISHER SCIENTIFIC | SPS-2D
22 |  | C10-HSS-10211 | SAFETY SW - PULL CORD SW | C10-CNV-001 |  |  | C10-13-1010 | THERMO FISHER SCIENTIFIC | SPS-2D
23 |  | C10-HSS-10212 | SAFETY SW - PULL CORD SW | C10-CNV-001 |  |  | C10-13-1010 | THERMO FISHER SCIENTIFIC | SPS-2D
24 |  | C10-LE-10115 | LEVEL SENSOR | C10-CHU-004 |  |  | C10-13-1010 | ENDRESS + HAUSER | TBD | Included in instrument
25 |  | C10-LE-10116 | LEVEL SENSOR | C10-CHU-002 |  |  | C10-13-1010 | ENDRESS + HAUSER | TBD | Included in instrument
26 |  | C10-LE-10215 | LEVEL SENSOR | C10-CHU-003 |  |  | C10-13-1010 | ENDRESS + HAUSER | TBD | Included in instrument
27 |  | C10-LE-10315 | LEVEL SENSOR | C10-CHU-005 |  |  | C10-13-1010 | ENDRESS + HAUSER | TBD | Included in instrument
28 |  | C10-LE-10415 | LEVEL SENSOR | C10-CHU-008 |  |  | C10-13-1010 | ENDRESS + HAUSER | TBD | Included in instrument
29 |  | C10-LE-16511 | LEVEL SENSOR | C10-PSU-001 |  |  | C10-13-1010 | ENDRESS + HAUSER | TBD | Included in instrument
30 |  | C10-LIT-10502 | LEVEL TRANS - ??? | C10-CRU-001A |  |  | C10-13-1010 | ENDRESS + HAUSER | TBD
31 |  | C10-LIT-16511 | LEVEL TRANS - ULTRASONIC | C10-PSU-001 |  |  | C10-13-1010 | ENDRESS + HAUSER | TBD
32 |  | C10-LSH-10115 | LEVEL SW - VIBRATING ROD SOLID | C10-CHU-004 |  |  | C10-13-1010 | ENDRESS + HAUSER | FTM20
33 |  | C10-LSH-10116 | LEVEL SW - VIBRATING ROD SOLID | C10-CHU-002 |  |  | C10-13-1010 | ENDRESS + HAUSER | FTM20
34 |  | C10-LSH-10215 | LEVEL SW - VIBRATING ROD SOLID | C10-CHU-003 |  |  | C10-13-1010 | ENDRESS + HAUSER | FTM20
35 |  | C10-LSH-10315 | LEVEL SW - VIBRATING ROD SOLID | C10-CHU-005 |  |  | C10-13-1010 | ENDRESS + HAUSER | FTM20
36 |  | C10-LSH-10415 | LEVEL SW - VIBRATING ROD SOLID | C10-CHU-008 |  |  | C10-13-1010 | ENDRESS + HAUSER | FTM20
37 |  | C10-LSH-10604 | LEVEL SW - VIBRATING ROD SOLID | C10-BAG-001 |  |  | C10-13-1030 | ENDRESS + HAUSER | FTM20
38 |  | C10-LSL-11111 | LEVEL SW - ??? | C10-RKB-001A |  |  | C10-13-1020
39 |  | C10-LX-10115 | LEVEL SENSOR | C10-CHU-004 |  |  | C10-13-1010 | ENDRESS + HAUSER | TBD | Included in instrument
40 |  | C10-LX-10116 | LEVEL SENSOR | C10-CHU-002 |  |  | C10-13-1010 | ENDRESS + HAUSER | TBD | Included in instrument
41 |  | C10-LX-10215 | LEVEL SENSOR | C10-CHU-003 |  |  | C10-13-1010 | ENDRESS + HAUSER | TBD | Included in instrument
42 |  | C10-LX-10315 | LEVEL SENSOR | C10-CHU-005 |  |  | C10-13-1010 | ENDRESS + HAUSER | TBD | Included in instrument
43 |  | C10-LX-10415 | LEVEL SENSOR | C10-CHU-008 |  |  | C10-13-1010 | ENDRESS + HAUSER | TBD | Included in instrument
44 |  | C10-MCV-60031 | Valve ON/OFF (NC) - SOLENOID | C10-AIR-001 | 25-API-CC37-V-6005 |  | D91-13-4420
45 |  | C10-MCV-60032 | Valve ON/OFF (NC) - SOLENOID | C10-AID-001 | 25-API-CC37-V-6007 |  | D91-13-4420
46 |  | C10-MCV-60033 | Valve ON/OFF (NC) - SOLENOID | C10-AID-002 | 25-API-CC37-V-6010 |  | D91-13-4420
47 |  | C10-MCV-60034 | Valve ON/OFF (NC) - SOLENOID | C10-AIR-002 | 25-API-CC37-V-6012 |  | D91-13-4420
48 |  | C10-PCV-10605 | VALVE MODU - ??? | C10-BAG-001 |  |  | C10-13-1030
49 |  | C10-PDIT-10503 | PRESSURE TRANS | C10-CRU-001A |  |  | C10-13-1010 | ENDRESS + HAUSER | PMD75
50 |  | C10-PDIT-10601 | PRESSURE TRANS | C10-BAG-001 |  |  | C10-13-1030 | ENDRESS + HAUSER | PMD75
51 |  | C10-PDSH-11101 | PRESSURE DIFF - SW | C10-RKB-001A |  |  | C10-13-1020
52 |  | C10-PDSH-11102 | PRESSURE DIFF - SW | C10-RKB-001A |  |  | C10-13-1020
53 |  | C10-PI-60005 | INDICATOR/LIGHT - ??? | C10-AIR-001 |  |  | D91-13-4420 | ENDRESS + HAUSER | TBD
54 |  | C10-PI-60008 | INDICATOR/LIGHT - ??? | C10-AIR-002 |  |  | D91-13-4420 | ENDRESS + HAUSER | TBD
55 |  | C10-PIT-10504 | PRESSURE TRANS | C10-CRU-001A |  |  | C10-13-1010 | ENDRESS + HAUSER | PMC71
56 |  | C10-PIT-60004 | PRESSURE TRANS | C10-AIR-001 |  |  | D91-13-4420 | ENDRESS + HAUSER | PMC71
57 |  | C10-PIT-60007 | PRESSURE TRANS | C10-AIR-002 |  |  | D91-13-4420 | ENDRESS + HAUSER | PMC71
58 |  | C10-PSL-11112 | PRESSURE SW | C10-RKB-001A |  |  | C10-13-1020 | ENDRESS + HAUSER | TBD
59 |  | C10-PSV-60003 | PRESSURE SAFETY VALVE | C10-AIR-001 |  |  | D91-13-4420
60 |  | C10-PSV-60006 | PRESSURE SAFETY VALVE | C10-AIR-002 |  |  | D91-13-4420
61 |  | C10-SE-10113 | SPEED SENSOR | C10-FDR-001 |  |  | C10-13-1010 | THERMO FISHER SCIENTIFIC | 61-22
62 |  | C10-SE-10611 | SPEED SENSOR | C10-BAG-001B |  |  | C10-13-1030 | THERMO FISHER SCIENTIFIC | 61-22
63 |  | C10-SE-10711 | SPEED SENSOR | C10-BAG-001A |  |  | C10-13-1030 | THERMO FISHER SCIENTIFIC | 61-22
64 |  | C10-SSL-10611 | SPEED SW | C10-BAG-001B |  |  | C10-13-1030 | THERMO FISHER SCIENTIFIC | 61-22 | Included in instrument (SE)
65 |  | C10-SSL-10711 | SPEED SW | C10-BAG-001A |  |  | C10-13-1030 | THERMO FISHER SCIENTIFIC | 61-22 | Included in instrument (SE)
66 |  | C10-ST-10113 | SPEED TRANS | C10-FDR-001 |  |  | C10-13-1010 | THERMO FISHER SCIENTIFIC | 61-22 | Included in instrument (SE)
67 |  | C10-ST-10611 | SPEED TRANS | C10-BAG-001B |  |  | C10-13-1030 | THERMO FISHER SCIENTIFIC | 61-22 | Included in instrument (SE)
68 |  | C10-ST-10711 | SPEED TRANS | C10-BAG-001A |  |  | C10-13-1030 | THERMO FISHER SCIENTIFIC | 61-22 | Included in instrument (SE)
69 |  | C10-SV-11001 | VALVE ON/OFF - ??? | C10-RKB-001 |  |  | C10-13-1020
70 |  | C10-SV-11002 | VALVE ON/OFF - ??? | C10-RKB-001 |  |  | C10-13-1020
71 |  | C10-SV-11003 | VALVE ON/OFF - ??? | C10-RKB-001 |  |  | C10-13-1020
72 |  | C10-SV-11004 | VALVE ON/OFF - ??? | C10-RKB-001 |  |  | C10-13-1020
73 |  | C10-SV-11103 | VALVE ON/OFF - ??? | C10-RKB-001A |  |  | C10-13-1020
74 |  | C10-SV-11104 | VALVE ON/OFF - ??? | C10-RKB-001A |  |  | C10-13-1020
75 |  | C10-TIT-10501 | TEMP. TRANS | C10-CRU-001A |  |  | C10-13-1010
76 |  | C10-TSH-11107 | TEMP. SW - ??? | C10-RKB-001A |  |  | C10-13-1020
77 |  | C10-TSHH-11109 | TEMP. SW - ??? | C10-RKB-001A |  |  | C10-13-1020
78 |  | C10-TSL-11106 | TEMP. SW - ??? | C10-RKB-001A |  |  | C10-13-1020
79 |  | C10-TSLL-11108 | TEMP. SW - ??? | C10-RKB-001A |  |  | C10-13-1020
80 |  | C10-VT-10321 | VIBRATION TRANS | C10-FDR-002 |  |  | C10-13-1010
81 |  | C10-YB-10161 | BELL, BUZZER | C10-FDR-001 |  |  | C10-13-1010 | ALLEN-BRADLEY | 855H-B-A 10 D
82 |  | C10-YB-10261 | BELL, BUZZER | C10-CNV-001 |  |  | C10-13-1010 | ALLEN-BRADLEY | 855H-B-A 10 D
83 |  | C10-YL-10051 | INDICATOR/LIGHT - ??? | C10-BIN-001 |  |  | C10-13-1010 | FEDERAL SIGNAL | 151XST
84 |  | C10-YL-10151 | INDICATOR/LIGHT - ??? | C10-FDR-001 |  |  | C10-13-1010 | FEDERAL SIGNAL | 151XST
85 |  | C10-YL-10251 | INDICATOR/LIGHT - ??? | C10-CNV-001 |  |  | C10-13-1010 | FEDERAL SIGNAL | 151XST
86 |  | C10-YS-10603A | CONTACT SW - ??? | C10-BAG-001 |  |  | C10-13-1030
87 |  | C10-YS-10603B | CONTACT SW - ??? | C10-BAG-001 |  |  | C10-13-1030
88 |  | C10-YS-11101 | CONTACT SW - ??? | C10-RKB-001A |  |  | C10-13-1020
89 |  | C10-YS-11102 | CONTACT SW - ??? | C10-RKB-001A |  |  | C10-13-1020
90 |  | C10-YS-11105 | CONTACT SW - ??? | C10-RKB-001A |  |  | C10-13-1020
91 |  | C10-YS-11106 | CONTACT SW - ??? | C10-RKB-001A |  |  | C10-13-1020
92 |  | C10-YS-11107 | CONTACT SW - ??? | C10-RKB-001A |  |  | C10-13-1020
93 |  | C10-YS-11108 | CONTACT SW - ??? | C10-RKB-001A |  |  | C10-13-1020
94 |  | C10-YS-11109 | CONTACT SW - ??? | C10-RKB-001A |  |  | C10-13-1020
95 |  | C10-YS-11111 | CONTACT SW - ??? | C10-RKB-001A |  |  | C10-13-1020
96 |  | C10-YS-60001 | CONTACT SW - ??? | C10-AIC-001 |  |  | D91-13-4410
97 |  | C10-YS-60002 | CONTACT SW - ??? | C10-AIC-002 |  |  | D91-13-4410
98 |  | C10-YS-60031 | CONTACT SW - ??? | C10-AIR-001 | 25-API-CC37-V-6005 |  | D91-13-4420
99 |  | C10-YS-60032 | CONTACT SW - ??? | C10-AID-001 | 25-API-CC37-V-6007 |  | D91-13-4420
100 |  | C10-YS-60033 | CONTACT SW - ??? | C10-AID-002 | 25-API-CC37-V-6010 |  | D91-13-4420
101 |  | C10-YS-60034 | CONTACT SW - ??? | C10-AIR-002 | 25-API-CC37-V-6012 |  | D91-13-4420
102 |  | C10-YSS-11105 | SAFETY SW - ??? | C10-RKB-001A |  |  | C10-13-1020
103 |  | C10-YY-10602 | SOFT TAG COMMAND SIGNAL | C10-BAG-001 |  |  | C10-13-1030
104 |  | C10-YZ-10836 | POSITIONER DIGITAL | C20-MGT-001 |  |  | C10-13-1030
105 |  | C10-ZIT-10401 | POSITION TRANS - ??? | C10-CRU-001 |  |  | C10-13-1010
106 |  | C10-ZS-11005 | POSITION SW - ??? | C10-RKB-001 |  |  | C10-13-1020
107 |  | C10-ZS-11006 | POSITION SW - ??? | C10-RKB-001 |  |  | C10-13-1020
108 |  | C20-AE-14021 | ANALYZER SENSOR | C20-BAG-002C |  |  | C20-13-1170 | ENDRESS + HAUSER | TBD | Dust analyse
109 |  | C20-AIT-14021 | ANALYZER - ??? | C20-BAG-002C |  |  | C20-13-1170 | ENDRESS + HAUSER | TBD | Dust detection
110 |  | C20-GT-12171 | CAMERA | C20-SCN-001 |  |  | C20-13-1110
111 |  | C20-GT-13071 | CAMERA | C20-CNV-007 |  |  | C30-13-1120
112 |  | C20-GT-13171 | CAMERA | C20-SCN-002 |  |  | C30-13-1130
113 | 00 MOD | C20-HK-10810 | PUSHBUTTON STATION | C20-CNV-005 |  |  | C10-13-1030 | ALLEN-BRADLEY | TBD
114 |  | C20-HK-10820 | PUSHBUTTON STATION | C10-SCB-001 |  |  | C10-13-1030 | ALLEN-BRADLEY | TBD
115 |  | C20-HK-10830A | PUSHBUTTON STATION | C20-MGT-001 |  |  | C10-13-1030 | ALLEN-BRADLEY | TBD
116 |  | C20-HK-10830B | PUSHBUTTON STATION | C20-MGT-001 |  |  | C10-13-1030 | ALLEN-BRADLEY | TBD
117 |  | C20-HK-12010 | PUSHBUTTON STATION | C20-CNV-006 |  |  | C20-13-1110 | ALLEN-BRADLEY | TBD
118 |  | C20-HK-12110 | PUSHBUTTON STATION | C20-SCN-001 |  |  | C20-13-1110 | ALLEN-BRADLEY | TBD
119 |  | C20-HK-12310 | PUSHBUTTON STATION | C20-FDR-006 |  |  | C20-13-1110 | ALLEN-BRADLEY | TBD
120 |  | C20-HK-13010 | PUSHBUTTON STATION | C20-CNV-007 |  |  | C30-13-1120 | ALLEN-BRADLEY | TBD
121 |  | C20-HK-13110 | PUSHBUTTON STATION | C20-SCN-002 |  |  | C30-13-1130 | ALLEN-BRADLEY | TBD
122 |  | C20-HK-13310 | PUSHBUTTON STATION | C20-FDR-007 |  |  | C30-13-1130 | ALLEN-BRADLEY | TBD
123 |  | C20-HK-14010 | PUSHBUTTON STATION | C20-BAG-002B |  |  | C20-13-1170 | ALLEN-BRADLEY | TBD
124 |  | C20-HK-14020 | PUSHBUTTON STATION | C20-BAG-002C |  |  | C20-13-1170 | ALLEN-BRADLEY | TBD
125 |  | C20-HK-14110 | PUSHBUTTON STATION | C20-BAG-002A |  |  | C20-13-1170 | ALLEN-BRADLEY | TBD
126 |  | C20-HK-14210 | PUSHBUTTON STATION | C20-TNK-002 |  |  | C20-13-1170 | ALLEN-BRADLEY | TBD
127 |  | C20-HK-16520 | PUSHBUTTON STATION | C20-PSU-002 |  |  | C20-13-1170 | ALLEN-BRADLEY | TBD
128 | 00 MOD | C20-HSS-10811 | SAFETY SW - PULL CORD SW | C20-CNV-005 |  |  | C10-13-1030 | THERMO FISHER SCIENTIFIC | SPS-2D
129 | 00 MOD | C20-HSS-10812 | SAFETY SW - PULL CORD SW | C20-CNV-005 |  |  | C10-13-1030 | THERMO FISHER SCIENTIFIC | SPS-2D
130 |  | C20-HSS-12011 | SAFETY SW - PULL CORD SW | C20-CNV-006 |  |  | C20-13-1110 | THERMO FISHER SCIENTIFIC | SPS-2D
131 |  | C20-HSS-12012 | SAFETY SW - PULL CORD SW | C20-CNV-006 |  |  | C20-13-1110 | THERMO FISHER SCIENTIFIC | SPS-2D
132 |  | C20-HSS-12311 | SAFETY SW - PULL CORD SW | C20-FDR-006 |  |  | C20-13-1110 | THERMO FISHER SCIENTIFIC | SPS-2D
133 |  | C20-HSS-12312 | SAFETY SW - PULL CORD SW | C20-FDR-006 |  |  | C20-13-1110 | THERMO FISHER SCIENTIFIC | SPS-2D
134 |  | C20-HSS-13011 | SAFETY SW - PULL CORD SW | C20-CNV-007 |  |  | C30-13-1120 | THERMO FISHER SCIENTIFIC | SPS-2D
135 |  | C20-HSS-13012 | SAFETY SW - PULL CORD SW | C20-CNV-007 |  |  | C30-13-1120 | THERMO FISHER SCIENTIFIC | SPS-2D
136 |  | C20-HSS-13311 | SAFETY SW - PULL CORD SW | C20-FDR-007 |  |  | C30-13-1130 | THERMO FISHER SCIENTIFIC | SPS-2D
137 |  | C20-HSS-13312 | SAFETY SW - PULL CORD SW | C20-FDR-007 |  |  | C30-13-1130 | THERMO FISHER SCIENTIFIC | SPS-2D
138 |  | C20-LE-10815 | LEVEL SENSOR | C10-CHU-010 |  |  | C10-13-1030 | ENDRESS + HAUSER | TBD | Included in instrument
139 |  | C20-LE-12115 | LEVEL SENSOR | C20-CHU-014 |  |  | C20-13-1110 | ENDRESS + HAUSER | TBD | Included in instrument
140 |  | C20-LE-13015 | LEVEL SENSOR | C20-CHU-017 |  |  | C30-13-1120 | ENDRESS + HAUSER | TBD | Included in instrument
141 |  | C20-LE-13115 | LEVEL SENSOR | C20-CHU-019 |  |  | C30-13-1130 | ENDRESS + HAUSER | TBD | Included in instrument
142 |  | C20-LE-16521 | LEVEL SENSOR | C20-PSU-002 |  |  | C20-13-1170 | ENDRESS + HAUSER | TBD | Included in instrument
143 |  | C20-LIT-12201 | LEVEL TRANS - NON-GUIDED RADAR | C20-BIN-007 |  |  | C20-13-1110 | ENDRESS + HAUSER | TBD
144 |  | C20-LIT-13201 | LEVEL TRANS - NON-GUIDED RADAR | C20-BIN-008 |  |  | C30-13-1130 | ENDRESS + HAUSER | TBD
145 |  | C20-LIT-14201 | LEVEL TRANS - NON-GUIDED RADAR | C20-TNK-002 |  |  | C20-13-1170 | ENDRESS + HAUSER | TBD
146 |  | C20-LIT-16521 | LEVEL TRANS - ULTRASONIC | C20-PSU-002 |  |  | C20-13-1170 | ENDRESS + HAUSER | TBD
147 |  | C20-LSH-10815 | LEVEL SW - VIBRATING ROD SOLID | C10-CHU-010 |  |  | C10-13-1030 | ENDRESS + HAUSER | FTM20
148 |  | C20-LSH-12115 | LEVEL SW - VIBRATING ROD SOLID | C20-CHU-014 |  |  | C20-13-1110 | ENDRESS + HAUSER | FTM20
149 |  | C20-LSH-13015 | LEVEL SW - VIBRATING ROD SOLID | C20-CHU-017 |  |  | C30-13-1120 | ENDRESS + HAUSER | FTM20
150 |  | C20-LSH-13115 | LEVEL SW - VIBRATING ROD SOLID | C20-CHU-019 |  |  | C30-13-1130 | ENDRESS + HAUSER | FTM20
151 |  | C20-LSH-14004 | LEVEL SW - VIBRATING ROD SOLID | C20-BAG-002 |  |  | C20-13-1170 | ENDRESS + HAUSER | FTM20
152 |  | C20-LV-14231 | Valve MODU - BFY - PNEU - FC | C20-TNK-002 | 90-WPR-PC15-4113 |  | C20-13-1170 | FISHER (EMERSON) | 8532
153 |  | C20-LX-10815 | LEVEL SENSOR | C10-CHU-010 |  |  | C10-13-1030 | ENDRESS + HAUSER | TBD | Included in instrument
154 |  | C20-LX-12115 | LEVEL SENSOR | C20-CHU-014 |  |  | C20-13-1110 | ENDRESS + HAUSER | TBD | Included in instrument
155 |  | C20-LX-13015 | LEVEL SENSOR | C20-CHU-017 |  |  | C30-13-1120 | ENDRESS + HAUSER | TBD | Included in instrument
156 |  | C20-LX-13115 | LEVEL SENSOR | C20-CHU-019 |  |  | C30-13-1130 | ENDRESS + HAUSER | TBD | Included in instrument
157 |  | C20-MCV-60131 | Valve ON/OFF (NC) - SOLENOID | C20-AIR-006 | 25-API-CC37-V-6045 |  | D91-13-4450
158 |  | C20-PCV-14005 | VALVE MODU - ??? | C20-BAG-002 |  |  | C20-13-1170
159 |  | C20-PDIT-14001 | PRESSURE TRANS | C20-BAG-002 |  |  | C20-13-1170 | ENDRESS + HAUSER | PMD75
160 |  | C20-PI-60112 | INDICATOR/LIGHT - ??? | C20-AIR-006 |  |  | D91-13-4450 | ENDRESS + HAUSER | TBD
161 |  | C20-PIT-60111 | PRESSURE TRANS | C20-AIR-006 |  |  | D91-13-4450 | ENDRESS + HAUSER | PMC71
162 |  | C20-PSV-60109 | PRESSURE SAFETY VALVE | C20-AIR-006 |  |  | D91-13-4450
163 | 00 MOD | C20-SE-10813 | SPEED SENSOR | C20-CNV-005 |  |  | C10-13-1010 | THERMO FISHER SCIENTIFIC | 61-22
164 |  | C20-SE-10822 | SPEED SENSOR | C10-SCB-001 |  |  | C10-13-1030 | THERMO FISHER SCIENTIFIC | 61-22
165 |  | C20-SE-10831 | SPEED SENSOR | C20-MGT-001 |  |  | C10-13-1030 | THERMO FISHER SCIENTIFIC | 61-22
166 |  | C20-SE-13013 | SPEED SENSOR | C20-CNV-007 |  |  | C30-13-1120 | THERMO FISHER SCIENTIFIC | 61-22
167 |  | C20-SE-14011 | SPEED SENSOR | C20-BAG-002B |  |  | C20-13-1170 | THERMO FISHER SCIENTIFIC | 61-22
168 |  | C20-SE-14111 | SPEED SENSOR | C20-BAG-002A |  |  | C20-13-1170 | THERMO FISHER SCIENTIFIC | 61-22
169 |  | C20-SSL-10831 | SPEED SW | C20-MGT-001 |  |  | C10-13-1030 | THERMO FISHER SCIENTIFIC | 61-22 | Included in instrument (SE)
170 |  | C20-SSL-14011 | SPEED SW | C20-BAG-002B |  |  | C20-13-1170 | THERMO FISHER SCIENTIFIC | 61-22 | Included in instrument (SE)
171 |  | C20-SSL-14111 | SPEED SW | C20-BAG-002A |  |  | C20-13-1170 | THERMO FISHER SCIENTIFIC | 61-22 | Included in instrument (SE)
172 | 00 MOD | C20-ST-10813 | SPEED TRANS | C20-CNV-005 |  |  | C10-13-1010 | THERMO FISHER SCIENTIFIC | 61-22 | Included in instrument (SE)
173 |  | C20-ST-10822 | SPEED TRANS | C10-SCB-001 |  |  | C10-13-1030 | THERMO FISHER SCIENTIFIC | 61-22 | Included in instrument (SE)
174 |  | C20-ST-10831 | SPEED TRANS | C20-MGT-001 |  |  | C10-13-1030 | THERMO FISHER SCIENTIFIC | 61-22 | Included in instrument (SE)
175 |  | C20-ST-13013 | SPEED TRANS | C20-CNV-007 |  |  | C30-13-1120 | THERMO FISHER SCIENTIFIC | 61-22 | Included in instrument (SE)
176 |  | C20-ST-14011 | SPEED TRANS | C20-BAG-002B |  |  | C20-13-1170 | THERMO FISHER SCIENTIFIC | 61-22 | Included in instrument (SE)
177 |  | C20-ST-14111 | SPEED TRANS | C20-BAG-002A |  |  | C20-13-1170 | THERMO FISHER SCIENTIFIC | 61-22 | Included in instrument (SE)
178 |  | C20-VT-12111 | VIBRATION TRANS | C20-SCN-001 |  |  | C20-13-1110
179 |  | C20-VT-13101 | VIBRATION TRANS | C20-SCN-002 |  |  | C30-13-1130
180 |  | C20-WE-10821 | WEIGHT SENSOR - LOAD CELL | C10-SCB-001 |  |  | C10-13-1030
181 |  | C20-WQIT-10821 | WEIGHT TOTALIZER TRANS | C10-SCB-001 |  |  | C10-13-1030
182 |  | C20-WQS-10821 | WEIGHT TOTATLIZER SW | C10-SCB-001 |  |  | C10-13-1030
183 | 00 MOD | C20-XE-12041 | METAL DETECTOR SENSOR | C20-MED-001 |  |  | C10-13-1030
184 | 00 MOD | C20-XZ-12044 | BELL, BUZZER | C20-MED-001 |  |  | C10-13-1030
185 | 00 MOD | C20-YB-10861 | BELL, BUZZER | C20-CNV-005 |  |  | C10-13-1010 | ALLEN-BRADLEY | 855H-B-A 10 D
186 | 00 MOD | C20-YB-10862 | BELL, BUZZER | C20-CNV-005 |  |  | C10-13-1030 | ALLEN-BRADLEY | 855H-B-A 10 D
187 |  | C20-YB-12061 | BELL, BUZZER | C20-CNV-006 |  |  | C10-13-1030 | ALLEN-BRADLEY | 855H-B-A 10 D
188 |  | C20-YB-12062 | BELL, BUZZER | C20-CNV-006 |  |  | C20-13-1110 | ALLEN-BRADLEY | 855H-B-A 10 D
189 |  | C20-YB-12063 | BELL, BUZZER | C20-CNV-006 |  |  | C20-13-1110 | ALLEN-BRADLEY | 855H-B-A 10 D
190 |  | C20-YB-12361 | BELL, BUZZER | C20-FDR-006 |  |  | C20-13-1110 | ALLEN-BRADLEY | 855H-B-A 10 D
191 |  | C20-YB-13061 | BELL, BUZZER | C20-CNV-007 |  |  | C30-13-1120 | ALLEN-BRADLEY | 855H-B-A 10 D
192 |  | C20-YB-13062 | BELL, BUZZER | C20-CNV-007 |  |  | C30-13-1120 | ALLEN-BRADLEY | 855H-B-A 10 D
193 |  | C20-YB-13361 | BELL, BUZZER | C20-FDR-007 |  |  | C30-13-1130 | ALLEN-BRADLEY | 855H-B-A 10 D
194 | 00 MOD | C20-YL-10851 | INDICATOR/LIGHT - ??? | C20-CNV-005 |  |  | C10-13-1010 | FEDERAL SIGNAL | 151XST
195 | 00 MOD | C20-YL-10852 | INDICATOR/LIGHT - ??? | C20-CNV-005 |  |  | C10-13-1030 | FEDERAL SIGNAL | 151XST
196 |  | C20-YL-12051 | INDICATOR/LIGHT - ??? | C20-CNV-006 |  |  | C10-13-1030 | FEDERAL SIGNAL | 151XST
197 |  | C20-YL-12052 | INDICATOR/LIGHT - ??? | C20-CNV-006 |  |  | C10-13-1030 | FEDERAL SIGNAL | 151XST
198 |  | C20-YL-12053 | INDICATOR/LIGHT - ??? | C20-CNV-006 |  |  | C20-13-1110 | FEDERAL SIGNAL | 151XST
199 |  | C20-YL-12054 | INDICATOR/LIGHT - ??? | C20-CNV-006 |  |  | C20-13-1110 | FEDERAL SIGNAL | 151XST
200 |  | C20-YL-12055 | INDICATOR/LIGHT - ??? | C20-CNV-006 |  |  | C20-13-1110 | FEDERAL SIGNAL | 151XST
201 |  | C20-YL-12351 | INDICATOR/LIGHT - ??? | C20-FDR-006 |  |  | C20-13-1110 | FEDERAL SIGNAL | 151XST
202 |  | C20-YL-13051 | INDICATOR/LIGHT - ??? | C20-CNV-007 |  |  | C30-13-1120 | FEDERAL SIGNAL | 151XST
203 |  | C20-YL-13052 | INDICATOR/LIGHT - ??? | C20-CNV-007 |  |  | C30-13-1120 | FEDERAL SIGNAL | 151XST
204 |  | C20-YL-13351 | INDICATOR/LIGHT - ??? | C20-FDR-007 |  |  | C30-13-1130 | FEDERAL SIGNAL | 151XST
205 |  | C20-YS-10835 | CONTACT SW - ??? | C20-MGT-001 |  |  | C10-13-1030
206 | 00 MOD | C20-YS-12043 | CONTACT SW - ??? | C20-MED-001 |  |  | C10-13-1030
207 |  | C20-YS-14003A | CONTACT SW - ??? | C20-BAG-002 |  |  | C20-13-1170
208 |  | C20-YS-14003B | CONTACT SW - ??? | C20-BAG-002 |  |  | C20-13-1170
209 |  | C20-YS-60131 | CONTACT SW - ??? | C20-AIR-006 | 25-API-CC37-V-6045 |  | D91-13-4450
210 |  | C20-YV-14232 | Valve ON/OFF (NO) - BFY - PNEU - FC | C20-TNK-002 | 80-SSU-CC32-R-0004 |  | C20-13-1170
211 | 00 MOD | C20-YY-12042 | SOFT TAG COMMAND SIGNAL | C20-MED-001 |  |  | C10-13-1030
212 |  | C20-YY-14002 | SOFT TAG COMMAND SIGNAL | C20-BAG-002 |  |  | C20-13-1170
213 | 00 MOD | C20-ZS-10801 | POSITION SW - ??? | C20-CNV-005 |  |  | C10-13-1010 | THERMO FISHER SCIENTIFIC | ROS-2D
214 | 00 MOD | C20-ZS-10802 | POSITION SW - ??? | C20-CNV-005 |  |  | C10-13-1010 | THERMO FISHER SCIENTIFIC | ROS-2D
215 | 00 MOD | C20-ZS-10805 | POSITION SW - ??? | C20-CNV-005 |  |  | C10-13-1030 | THERMO FISHER SCIENTIFIC | ROS-2D
216 | 00 MOD | C20-ZS-10806 | POSITION SW - ??? | C20-CNV-005 |  |  | C10-13-1030 | THERMO FISHER SCIENTIFIC | ROS-2D
217 |  | C20-ZS-10832A | POSITION SW - ??? | C20-MGT-001 |  |  | C10-13-1030
218 |  | C20-ZS-10832B | POSITION SW - ??? | C20-MGT-001 |  |  | C10-13-1030
219 |  | C20-ZS-12001 | POSITION SW - ??? | C20-CNV-006 |  |  | C10-13-1030 | THERMO FISHER SCIENTIFIC | ROS-2D
220 |  | C20-ZS-12002 | POSITION SW - ??? | C20-CNV-006 |  |  | C10-13-1030 | THERMO FISHER SCIENTIFIC | ROS-2D
221 |  | C20-ZS-12003 | POSITION SW - ??? | C20-CNV-006 |  |  | C10-13-1030 | THERMO FISHER SCIENTIFIC | ROS-2D
222 |  | C20-ZS-12004 | POSITION SW - ??? | C20-CNV-006 |  |  | C10-13-1030 | THERMO FISHER SCIENTIFIC | ROS-2D
223 |  | C20-ZS-12005 | POSITION SW - ??? | C20-CNV-006 |  |  | C20-13-1110 | THERMO FISHER SCIENTIFIC | ROS-2D
224 |  | C20-ZS-12006 | POSITION SW - ??? | C20-CNV-006 |  |  | C20-13-1110 | THERMO FISHER SCIENTIFIC | ROS-2D
225 |  | C20-ZS-12007 | POSITION SW - ??? | C20-CNV-006 |  |  | C20-13-1110 | THERMO FISHER SCIENTIFIC | ROS-2D
226 |  | C20-ZS-12008 | POSITION SW - ??? | C20-CNV-006 |  |  | C20-13-1110 | THERMO FISHER SCIENTIFIC | ROS-2D
227 |  | C20-ZS-12301 | POSITION SW - ??? | C20-FDR-006 |  |  | C20-13-1110 | THERMO FISHER SCIENTIFIC | ROS-2D
228 |  | C20-ZS-12302 | POSITION SW - ??? | C20-FDR-006 |  |  | C20-13-1110 | THERMO FISHER SCIENTIFIC | ROS-2D
229 |  | C20-ZS-12303 | POSITION SW - ??? | C20-FDR-006 |  |  | C20-13-1110 | THERMO FISHER SCIENTIFIC | ROS-2D
230 |  | C20-ZS-12304 | POSITION SW - ??? | C20-FDR-006 |  |  | C20-13-1110 | THERMO FISHER SCIENTIFIC | ROS-2D
231 |  | C20-ZS-13001 | POSITION SW - ??? | C20-CNV-007 |  |  | C30-13-1120 | THERMO FISHER SCIENTIFIC | ROS-2D
232 |  | C20-ZS-13002 | POSITION SW - ??? | C20-CNV-007 |  |  | C30-13-1120 | THERMO FISHER SCIENTIFIC | ROS-2D
233 |  | C20-ZS-13003 | POSITION SW - ??? | C20-CNV-007 |  |  | C30-13-1120 | THERMO FISHER SCIENTIFIC | ROS-2D
234 |  | C20-ZS-13004 | POSITION SW - ??? | C20-CNV-007 |  |  | C30-13-1120 | THERMO FISHER SCIENTIFIC | ROS-2D
235 |  | C20-ZS-13005 | POSITION SW - ??? | C20-CNV-007 |  |  | C30-13-1120 | THERMO FISHER SCIENTIFIC | ROS-2D
236 |  | C20-ZS-13006 | POSITION SW - ??? | C20-CNV-007 |  |  | C30-13-1120 | THERMO FISHER SCIENTIFIC | ROS-2D
237 |  | C20-ZS-13301 | POSITION SW - ??? | C20-FDR-007 |  |  | C30-13-1130 | THERMO FISHER SCIENTIFIC | ROS-2D
238 |  | C20-ZS-13302 | POSITION SW - ??? | C20-FDR-007 |  |  | C30-13-1130 | THERMO FISHER SCIENTIFIC | ROS-2D
239 |  | C20-ZS-13303 | POSITION SW - ??? | C20-FDR-007 |  |  | C30-13-1130 | THERMO FISHER SCIENTIFIC | ROS-2D
240 |  | C20-ZS-13304 | POSITION SW - ??? | C20-FDR-007 |  |  | C30-13-1130 | THERMO FISHER SCIENTIFIC | ROS-2D
241 | 00 MOD | C20-ZSH-10809 | POSITION SW - ??? | C20-CNV-005 |  |  | C10-13-1030 | IFM | TBD
242 |  | C20-ZSH-12009 | POSITION SW - ??? | C20-CNV-006 |  |  | C10-13-1030 | IFM | TBD
243 |  | C20-ZSH-13009 | POSITION SW - ??? | C20-CNV-007 |  |  | C30-13-1120 | IFM | TBD
244 | 00 MOD | C20-ZSL-10809 | POSITION SW - ??? | C20-CNV-005 |  |  | C10-13-1030 | IFM | TBD
245 |  | C20-ZSL-12009 | POSITION SW - ??? | C20-CNV-006 |  |  | C10-13-1030 | IFM | TBD
246 |  | C20-ZSL-13009 | POSITION SW - ??? | C20-CNV-007 |  |  | C30-13-1120 | IFM | TBD
247 |  | C30-AE-14521 | ANALYZER SENSOR | C30-BAG-003C |  |  | C30-13-1160 | ENDRESS + HAUSER | TBD | Dust analyse
248 |  | C30-AIT-14521 | ANALYZER - ??? | C30-BAG-003C |  |  | C30-13-1160 | ENDRESS + HAUSER | TBD | Dust detection
249 |  | C30-FSL-12704 | FLOW SW - ??? | C30-CRU-002A |  |  | C30-13-1120 | IFM | TBD
250 |  | C30-FSL-13707 | FLOW SW - ??? | C30-CRU-003A |  |  | C30-13-1140 | IFM | TBD
251 |  | C30-GT-12471 | CAMERA | C30-CNV-011 |  |  | C20-13-1110
252 |  | C30-GT-12571 | CAMERA | C30-FDR-011 |  |  | C30-13-1120
253 |  | C30-GT-12671 | CAMERA | C30-CRU-002 |  |  | C30-13-1120
254 |  | C30-GT-13471 | CAMERA | C30-CNV-012 |  |  | C30-13-1130
255 |  | C30-GT-13571 | CAMERA | C30-FDR-012 |  |  | C30-13-1140
256 |  | C30-GT-13671 | CAMERA | C30-CRU-003 |  |  | C30-13-1140
257 |  | C30-HK-12410 | PUSHBUTTON STATION | C30-CNV-011 |  |  | C20-13-1110 | ALLEN-BRADLEY | TBD
258 |  | C30-HK-12510 | PUSHBUTTON STATION | C30-FDR-011 |  |  | C30-13-1120 | ALLEN-BRADLEY | TBD
259 |  | C30-HK-12610 | PUSHBUTTON STATION | C30-CRU-002 |  |  | C30-13-1120 | ALLEN-BRADLEY | TBD
260 |  | C30-HK-12710 | PUSHBUTTON STATION | C30-CRU-002A |  |  | C30-13-1120 | ALLEN-BRADLEY | TBD
261 |  | C30-HK-12810 | PUSHBUTTON STATION | C30-CRU-002B |  |  | C30-13-1120 | ALLEN-BRADLEY | TBD
262 |  | C30-HK-12910 | PUSHBUTTON STATION | C30-CRU-002C |  |  | C30-13-1120 | ALLEN-BRADLEY | TBD
263 |  | C30-HK-13410 | PUSHBUTTON STATION | C30-CNV-012 |  |  | C30-13-1130 | ALLEN-BRADLEY | TBD
264 |  | C30-HK-13510 | PUSHBUTTON STATION | C30-FDR-012 |  |  | C30-13-1140 | ALLEN-BRADLEY | TBD
265 |  | C30-HK-13610 | PUSHBUTTON STATION | C30-CRU-003 |  |  | C30-13-1140 | ALLEN-BRADLEY | TBD
266 |  | C30-HK-13710 | PUSHBUTTON STATION | C30-CRU-003A |  |  | C30-13-1140 | ALLEN-BRADLEY | TBD
267 |  | C30-HK-13810 | PUSHBUTTON STATION | C30-CRU-003B |  |  | C30-13-1140 | ALLEN-BRADLEY | TBD
268 |  | C30-HK-13910 | PUSHBUTTON STATION | C30-CRU-003C |  |  | C30-13-1140 | ALLEN-BRADLEY | TBD
269 |  | C30-HK-14510 | PUSHBUTTON STATION | C30-BAG-003B |  |  | C30-13-1160 | ALLEN-BRADLEY | TBD
270 |  | C30-HK-14520 | PUSHBUTTON STATION | C30-BAG-003C |  |  | C30-13-1160 | ALLEN-BRADLEY | TBD
271 |  | C30-HK-14610 | PUSHBUTTON STATION | C30-BAG-003A |  |  | C30-13-1160 | ALLEN-BRADLEY | TBD
272 |  | C30-HK-14710 | PUSHBUTTON STATION | C30-TNK-003 |  |  | C30-13-1160 | ALLEN-BRADLEY | TBD
273 |  | C30-HK-16530 | PUSHBUTTON STATION | C30-PSU-003 |  |  | C30-13-1160 | ALLEN-BRADLEY | TBD
274 |  | C30-HSS-12411 | SAFETY SW - PULL CORD SW | C30-CNV-011 |  |  | C20-13-1110 | THERMO FISHER SCIENTIFIC | SPS-2D
275 |  | C30-HSS-12412 | SAFETY SW - PULL CORD SW | C30-CNV-011 |  |  | C20-13-1110 | THERMO FISHER SCIENTIFIC | SPS-2D
276 |  | C30-HSS-12511 | SAFETY SW - PULL CORD SW | C30-FDR-011 |  |  | C30-13-1120 | THERMO FISHER SCIENTIFIC | SPS-2D
277 |  | C30-HSS-12512 | SAFETY SW - PULL CORD SW | C30-FDR-011 |  |  | C30-13-1120 | THERMO FISHER SCIENTIFIC | SPS-2D
278 |  | C30-HSS-13411 | SAFETY SW - PULL CORD SW | C30-CNV-012 |  |  | C30-13-1130 | THERMO FISHER SCIENTIFIC | SPS-2D
279 |  | C30-HSS-13412 | SAFETY SW - PULL CORD SW | C30-CNV-012 |  |  | C30-13-1130 | THERMO FISHER SCIENTIFIC | SPS-2D
280 |  | C30-HSS-13511 | SAFETY SW - PULL CORD SW | C30-FDR-012 |  |  | C30-13-1140 | THERMO FISHER SCIENTIFIC | SPS-2D
281 |  | C30-HSS-13512 | SAFETY SW - PULL CORD SW | C30-FDR-012 |  |  | C30-13-1140 | THERMO FISHER SCIENTIFIC | SPS-2D
282 |  | C30-LE-12415 | LEVEL SENSOR | C30-CHU-026 |  |  | C20-13-1110 | ENDRESS + HAUSER | TBD | Included in instrument
283 |  | C30-LE-12515 | LEVEL SENSOR | C30-CHU-027 |  |  | C30-13-1120 | ENDRESS + HAUSER | TBD | Included in instrument
284 |  | C30-LE-13415 | LEVEL SENSOR | C30-CHU-030 |  |  | C30-13-1130 | ENDRESS + HAUSER | TBD | Included in instrument
285 |  | C30-LE-13515 | LEVEL SENSOR | C30-CHU-031 |  |  | C30-13-1140 | ENDRESS + HAUSER | TBD | Included in instrument
286 |  | C30-LE-16531 | LEVEL SENSOR | C30-PSU-003 |  |  | C30-13-1160 | ENDRESS + HAUSER | TBD | Included in instrument
287 |  | C30-LIT-12606 | LEVEL TRANS - ??? | C30-CRU-002 |  |  | C30-13-1120 | ENDRESS + HAUSER | TBD
288 |  | C30-LIT-12705 | LEVEL TRANS - ??? | C30-CRU-002A |  |  | C30-13-1120 | ENDRESS + HAUSER | TBD
289 |  | C30-LIT-12805 | LEVEL TRANS - ??? | C30-CRU-002B |  |  | C30-13-1120 | ENDRESS + HAUSER | TBD
290 |  | C30-LIT-13601 | LEVEL TRANS - ??? | C30-CRU-003 |  |  | C30-13-1140 | ENDRESS + HAUSER | TBD
291 |  | C30-LIT-13706 | LEVEL TRANS - ??? | C30-CRU-003A |  |  | C30-13-1140 | ENDRESS + HAUSER | TBD
292 |  | C30-LIT-13807 | LEVEL TRANS - ??? | C30-CRU-003B |  |  | C30-13-1140 | ENDRESS + HAUSER | TBD
293 |  | C30-LIT-14701 | LEVEL TRANS - NON-GUIDED RADAR | C30-TNK-003 |  |  | C30-13-1160 | ENDRESS + HAUSER | TBD
294 |  | C30-LIT-16531 | LEVEL TRANS - ULTRASONIC | C30-PSU-003 |  |  | C30-13-1160 | ENDRESS + HAUSER | TBD
295 |  | C30-LSH-12415 | LEVEL SW - VIBRATING ROD SOLID | C30-CHU-026 |  |  | C20-13-1110 | ENDRESS + HAUSER | FTM20
296 |  | C30-LSH-12515 | LEVEL SW - VIBRATING ROD SOLID | C30-CHU-027 |  |  | C30-13-1120 | ENDRESS + HAUSER | FTM20
297 |  | C30-LSH-13415 | LEVEL SW - VIBRATING ROD SOLID | C30-CHU-030 |  |  | C30-13-1130 | ENDRESS + HAUSER | FTM20
298 |  | C30-LSH-13515 | LEVEL SW - VIBRATING ROD SOLID | C30-CHU-031 |  |  | C30-13-1140 | ENDRESS + HAUSER | FTM20
299 |  | C30-LSH-14504 | LEVEL SW - VIBRATING ROD SOLID | C30-BAG-003 |  |  | C30-13-1160 | ENDRESS + HAUSER | FTM20
300 |  | C30-LV-14731 | Valve MODU - BFY - PNEU - FC | C30-TNK-003 | 90-WPR-PC15-4112 |  | C30-13-1160 | FISHER (EMERSON) | 8532
301 |  | C30-LX-12415 | LEVEL SENSOR | C30-CHU-026 |  |  | C20-13-1110 | ENDRESS + HAUSER | TBD | Included in instrument
302 |  | C30-LX-12515 | LEVEL SENSOR | C30-CHU-027 |  |  | C30-13-1120 | ENDRESS + HAUSER | TBD | Included in instrument
303 |  | C30-LX-13415 | LEVEL SENSOR | C30-CHU-030 |  |  | C30-13-1130 | ENDRESS + HAUSER | TBD | Included in instrument
304 |  | C30-LX-13515 | LEVEL SENSOR | C30-CHU-031 |  |  | C30-13-1140 | ENDRESS + HAUSER | TBD | Included in instrument
305 |  | C30-MCV-60231 | Valve ON/OFF (NC) - SOLENOID | C30-AIR-011 | 25-API-CC37-V-6041 |  | D91-13-4450
306 |  | C30-PCV-14505 | VALVE MODU - ??? | C30-BAG-003 |  |  | C30-13-1160
307 |  | C30-PDIT-12701 | PRESSURE TRANS | C30-CRU-002A |  |  | C30-13-1120 | ENDRESS + HAUSER | PMD75
308 |  | C30-PDIT-12801 | PRESSURE TRANS | C30-CRU-002B |  |  | C30-13-1120 | ENDRESS + HAUSER | PMD75
309 |  | C30-PDIT-13702 | PRESSURE TRANS | C30-CRU-003A |  |  | C30-13-1140 | ENDRESS + HAUSER | PMD75
310 |  | C30-PDIT-13802 | PRESSURE TRANS | C30-CRU-003B |  |  | C30-13-1140 | ENDRESS + HAUSER | PMD75
311 |  | C30-PDIT-14501 | PRESSURE TRANS | C30-BAG-003 |  |  | C30-13-1160 | ENDRESS + HAUSER | PMD75
312 |  | C30-PI-12601 | INDICATOR/LIGHT - ??? | C30-CRU-002 |  |  | C30-13-1120 | ENDRESS + HAUSER | TBD
313 |  | C30-PI-12702 | INDICATOR/LIGHT - ??? | C30-CRU-002A |  |  | C30-13-1120 | ENDRESS + HAUSER | TBD
314 |  | C30-PI-12802 | INDICATOR/LIGHT - ??? | C30-CRU-002B |  |  | C30-13-1120 | ENDRESS + HAUSER | TBD
315 |  | C30-PI-13604 | INDICATOR/LIGHT - ??? | C30-CRU-003 |  |  | C30-13-1140 | ENDRESS + HAUSER | TBD
316 |  | C30-PI-13701 | INDICATOR/LIGHT - ??? | C30-CRU-003A |  |  | C30-13-1140 | ENDRESS + HAUSER | TBD
317 |  | C30-PI-13801 | INDICATOR/LIGHT - ??? | C30-CRU-003B |  |  | C30-13-1140 | ENDRESS + HAUSER | TBD
318 |  | C30-PI-60203 | INDICATOR/LIGHT - ??? | C30-AIR-011 |  |  | D91-13-4450 | ENDRESS + HAUSER | TBD
319 |  | C30-PIT-12605 | PRESSURE TRANS | C30-CRU-002 |  |  | C30-13-1120 | ENDRESS + HAUSER | PMC71
320 |  | C30-PIT-12703 | PRESSURE TRANS | C30-CRU-002A |  |  | C30-13-1120 | ENDRESS + HAUSER | PMC71
321 |  | C30-PIT-12803 | PRESSURE TRANS | C30-CRU-002B |  |  | C30-13-1120 | ENDRESS + HAUSER | PMC71
322 |  | C30-PIT-13603 | PRESSURE TRANS | C30-CRU-003 |  |  | C30-13-1140 | ENDRESS + HAUSER | PMC71
323 |  | C30-PIT-13703 | PRESSURE TRANS | C30-CRU-003A |  |  | C30-13-1140 | ENDRESS + HAUSER | PMC71
324 |  | C30-PIT-13803 | PRESSURE TRANS | C30-CRU-003B |  |  | C30-13-1140 | ENDRESS + HAUSER | PMC71
325 |  | C30-PIT-60202 | PRESSURE TRANS | C30-AIR-011 |  |  | D91-13-4450 | ENDRESS + HAUSER | PMC71
326 |  | C30-PRV-12707 | PRESSURE REGULATOR VALVE | C30-CRU-002A |  |  | C30-13-1120 | BERMAD | 720/730 Series
327 |  | C30-PRV-12807 | PRESSURE REGULATOR VALVE | C30-CRU-002B |  |  | C30-13-1120 | BERMAD | 720/730 Series
328 |  | C30-PRV-13704 | PRESSURE REGULATOR VALVE | C30-CRU-003A |  |  | C30-13-1140 | BERMAD | 720/730 Series
329 |  | C30-PRV-13805 | PRESSURE REGULATOR VALVE | C30-CRU-003B |  |  | C30-13-1140 | BERMAD | 720/730 Series
330 |  | C30-PSV-60201 | PRESSURE SAFETY VALVE | C30-AIR-011 |  |  | D91-13-4450
331 |  | C30-SE-12413 | SPEED SENSOR | C30-CNV-011 |  |  | C20-13-1110 | THERMO FISHER SCIENTIFIC | 61-22
332 |  | C30-SE-12513 | SPEED SENSOR | C30-FDR-011 |  |  | C30-13-1120 | THERMO FISHER SCIENTIFIC | 61-22
333 |  | C30-SE-13413 | SPEED SENSOR | C30-CNV-012 |  |  | C30-13-1130 | THERMO FISHER SCIENTIFIC | 61-22
334 |  | C30-SE-13513 | SPEED SENSOR | C30-FDR-012 |  |  | C30-13-1140 | THERMO FISHER SCIENTIFIC | 61-22
335 |  | C30-SE-14511 | SPEED SENSOR | C30-BAG-003B |  |  | C30-13-1160 | THERMO FISHER SCIENTIFIC | 61-22
336 |  | C30-SE-14611 | SPEED SENSOR | C30-BAG-003A |  |  | C30-13-1160 | THERMO FISHER SCIENTIFIC | 61-22
337 |  | C30-SSL-14511 | SPEED SW | C30-BAG-003B |  |  | C30-13-1160 | THERMO FISHER SCIENTIFIC | 61-22 | Included in instrument (SE)
338 |  | C30-SSL-14611 | SPEED SW | C30-BAG-003A |  |  | C30-13-1160 | THERMO FISHER SCIENTIFIC | 61-22 | Included in instrument (SE)
339 |  | C30-ST-12413 | SPEED TRANS | C30-CNV-011 |  |  | C20-13-1110 | THERMO FISHER SCIENTIFIC | 61-22 | Included in instrument (SE)
340 |  | C30-ST-12513 | SPEED TRANS | C30-FDR-011 |  |  | C30-13-1120 | THERMO FISHER SCIENTIFIC | 61-22 | Included in instrument (SE)
341 |  | C30-ST-12604 | SPEED TRANS | C30-CRU-002 |  |  | C30-13-1120 | THERMO FISHER SCIENTIFIC | 61-22 | Included in instrument (SE)
342 |  | C30-ST-13413 | SPEED TRANS | C30-CNV-012 |  |  | C30-13-1130 | THERMO FISHER SCIENTIFIC | 61-22 | Included in instrument (SE)
343 |  | C30-ST-13513 | SPEED TRANS | C30-FDR-012 |  |  | C30-13-1140 | THERMO FISHER SCIENTIFIC | 61-22 | Included in instrument (SE)
344 |  | C30-ST-13602 | SPEED TRANS | C30-CRU-003 |  |  | C30-13-1140 | THERMO FISHER SCIENTIFIC | 61-22 | Included in instrument (SE)
345 |  | C30-ST-14511 | SPEED TRANS | C30-BAG-003B |  |  | C30-13-1160 | THERMO FISHER SCIENTIFIC | 61-22 | Included in instrument (SE)
346 |  | C30-ST-14611 | SPEED TRANS | C30-BAG-003A |  |  | C30-13-1160 | THERMO FISHER SCIENTIFIC | 61-22 | Included in instrument (SE)
347 |  | C30-SV-12804 | VALVE ON/OFF - ??? | C30-CRU-002B |  |  | C30-13-1120
348 |  | C30-SV-13804 | VALVE ON/OFF - ??? | C30-CRU-003B |  |  | C30-13-1140
349 |  | C30-TIT-12603 | TEMP. TRANS | C30-CRU-002 |  |  | C30-13-1120
350 |  | C30-TIT-12706 | TEMP. TRANS | C30-CRU-002A |  |  | C30-13-1120
351 |  | C30-TIT-12806 | TEMP. TRANS | C30-CRU-002B |  |  | C30-13-1120 | ENDRESS + HAUSER | iTemp TMT72
352 |  | C30-TIT-13605 | TEMP. TRANS | C30-CRU-003 |  |  | C30-13-1140 | ENDRESS + HAUSER | iTemp TMT72
353 |  | C30-TIT-13705 | TEMP. TRANS | C30-CRU-003A |  |  | C30-13-1140 | ENDRESS + HAUSER | iTemp TMT72
354 |  | C30-TIT-13806 | TEMP. TRANS | C30-CRU-003B |  |  | C30-13-1140 | ENDRESS + HAUSER | iTemp TMT72
355 |  | C30-XE-12414 | METAL DETECTOR SENSOR | C30-CNV-011 |  |  | C20-13-1110
356 |  | C30-XE-12441 | METAL DETECTOR SENSOR | C30-MED-002 |  |  | C20-13-1110
357 |  | C30-XE-13441 | METAL DETECTOR SENSOR | C30-MED-003 |  |  | C30-13-1130
358 |  | C30-XZ-12444 | BELL, BUZZER | C30-MED-002 |  |  | C20-13-1110
359 |  | C30-XZ-13444 | BELL, BUZZER | C30-MED-003 |  |  | C30-13-1130
360 |  | C30-YB-12461 | BELL, BUZZER | C30-CNV-011 |  |  | C20-13-1110 | ALLEN-BRADLEY | 855H-B-A 10 D
361 |  | C30-YB-12462 | BELL, BUZZER | C30-CNV-011 |  |  | C20-13-1110 | ALLEN-BRADLEY | 855H-B-A 10 D
362 |  | C30-YB-12561 | BELL, BUZZER | C30-FDR-011 |  |  | C30-13-1120 | ALLEN-BRADLEY | 855H-B-A 10 D
363 |  | C30-YB-12562 | BELL, BUZZER | C30-FDR-011 |  |  | C30-13-1120 | ALLEN-BRADLEY | 855H-B-A 10 D
364 |  | C30-YB-13461 | BELL, BUZZER | C30-CNV-012 |  |  | C30-13-1130 | ALLEN-BRADLEY | 855H-B-A 10 D
365 |  | C30-YB-13462 | BELL, BUZZER | C30-CNV-012 |  |  | C30-13-1130 | ALLEN-BRADLEY | 855H-B-A 10 D
366 |  | C30-YB-13561 | BELL, BUZZER | C30-FDR-012 |  |  | C30-13-1140 | ALLEN-BRADLEY | 855H-B-A 10 D
367 |  | C30-YL-12451 | INDICATOR/LIGHT - ??? | C30-CNV-011 |  |  | C20-13-1110 | FEDERAL SIGNAL | 151XST
368 |  | C30-YL-12452 | INDICATOR/LIGHT - ??? | C30-CNV-011 |  |  | C20-13-1110 | FEDERAL SIGNAL | 151XST
369 |  | C30-YL-12551 | INDICATOR/LIGHT - ??? | C30-FDR-011 |  |  | C30-13-1120 | FEDERAL SIGNAL | 151XST
370 |  | C30-YL-12552 | INDICATOR/LIGHT - ??? | C30-FDR-011 |  |  | C30-13-1120 | FEDERAL SIGNAL | 151XST
371 |  | C30-YL-13451 | INDICATOR/LIGHT - ??? | C30-CNV-012 |  |  | C30-13-1130 | FEDERAL SIGNAL | 151XST
372 |  | C30-YL-13452 | INDICATOR/LIGHT - ??? | C30-CNV-012 |  |  | C30-13-1130 | FEDERAL SIGNAL | 151XST
373 |  | C30-YL-13551 | INDICATOR/LIGHT - ??? | C30-FDR-012 |  |  | C30-13-1140 | FEDERAL SIGNAL | 151XST
374 |  | C30-YS-12443 | CONTACT SW - ??? | C30-MED-002 |  |  | C20-13-1110
375 |  | C30-YS-13443 | CONTACT SW - ??? | C30-MED-003 |  |  | C30-13-1130
376 |  | C30-YS-14503A | CONTACT SW - ??? | C30-BAG-003 |  |  | C30-13-1160
377 |  | C30-YS-14503B | CONTACT SW - ??? | C30-BAG-003 |  |  | C30-13-1160
378 |  | C30-YS-60231 | CONTACT SW - ??? | C30-AIR-011 | 25-API-CC37-V-6041 |  | D91-13-4450
379 |  | C30-YV-14732 | Valve ON/OFF (NO) - BFY - PNEU - FC | C30-TNK-003 | 80-SSL-CC32-R-0002 |  | C30-13-1160
380 |  | C30-YY-12442 | SOFT TAG COMMAND SIGNAL | C30-MED-002 |  |  | C20-13-1110
381 |  | C30-YY-13442 | SOFT TAG COMMAND SIGNAL | C30-MED-003 |  |  | C30-13-1130
382 |  | C30-YY-14502 | SOFT TAG COMMAND SIGNAL | C30-BAG-003 |  |  | C30-13-1160
383 |  | C30-ZS-12401 | POSITION SW - ??? | C30-CNV-011 |  |  | C20-13-1110 | THERMO FISHER SCIENTIFIC | ROS-2D
384 |  | C30-ZS-12402 | POSITION SW - ??? | C30-CNV-011 |  |  | C20-13-1110 | THERMO FISHER SCIENTIFIC | ROS-2D
385 |  | C30-ZS-12403 | POSITION SW - ??? | C30-CNV-011 |  |  | C20-13-1110 | THERMO FISHER SCIENTIFIC | ROS-2D
386 |  | C30-ZS-12404 | POSITION SW - ??? | C30-CNV-011 |  |  | C20-13-1110 | THERMO FISHER SCIENTIFIC | ROS-2D
387 |  | C30-ZS-12405 | POSITION SW - ??? | C30-CNV-011 |  |  | C20-13-1110 | THERMO FISHER SCIENTIFIC | ROS-2D
388 |  | C30-ZS-12406 | POSITION SW - ??? | C30-CNV-011 |  |  | C20-13-1110 | THERMO FISHER SCIENTIFIC | ROS-2D
389 |  | C30-ZS-12501 | POSITION SW - ??? | C30-FDR-011 |  |  | C30-13-1120 | THERMO FISHER SCIENTIFIC | ROS-2D
390 |  | C30-ZS-12502 | POSITION SW - ??? | C30-FDR-011 |  |  | C30-13-1120 | THERMO FISHER SCIENTIFIC | ROS-2D
391 |  | C30-ZS-12503 | POSITION SW - ??? | C30-FDR-011 |  |  | C30-13-1120 | THERMO FISHER SCIENTIFIC | ROS-2D
392 |  | C30-ZS-12504 | POSITION SW - ??? | C30-FDR-011 |  |  | C30-13-1120 | THERMO FISHER SCIENTIFIC | ROS-2D
393 |  | C30-ZS-12602 | POSITION SW - ??? | C30-CRU-002 |  |  | C30-13-1120
394 |  | C30-ZS-13401 | POSITION SW - ??? | C30-CNV-012 |  |  | C30-13-1130 | THERMO FISHER SCIENTIFIC | ROS-2D
395 |  | C30-ZS-13402 | POSITION SW - ??? | C30-CNV-012 |  |  | C30-13-1130 | THERMO FISHER SCIENTIFIC | ROS-2D
396 |  | C30-ZS-13403 | POSITION SW - ??? | C30-CNV-012 |  |  | C30-13-1130 | THERMO FISHER SCIENTIFIC | ROS-2D
397 |  | C30-ZS-13404 | POSITION SW - ??? | C30-CNV-012 |  |  | C30-13-1130 | THERMO FISHER SCIENTIFIC | ROS-2D
398 |  | C30-ZS-13405 | POSITION SW - ??? | C30-CNV-012 |  |  | C30-13-1130 | THERMO FISHER SCIENTIFIC | ROS-2D
399 |  | C30-ZS-13406 | POSITION SW - ??? | C30-CNV-012 |  |  | C30-13-1130 | THERMO FISHER SCIENTIFIC | ROS-2D
400 |  | C30-ZS-13501 | POSITION SW - ??? | C30-FDR-012 |  |  | C30-13-1140 | THERMO FISHER SCIENTIFIC | ROS-2D
401 |  | C30-ZS-13502 | POSITION SW - ??? | C30-FDR-012 |  |  | C30-13-1140 | THERMO FISHER SCIENTIFIC | ROS-2D
402 |  | C30-ZS-13503 | POSITION SW - ??? | C30-FDR-012 |  |  | C30-13-1140 | THERMO FISHER SCIENTIFIC | ROS-2D
403 |  | C30-ZS-13504 | POSITION SW - ??? | C30-FDR-012 |  |  | C30-13-1140 | THERMO FISHER SCIENTIFIC | ROS-2D
404 |  | C30-ZS-13606 | POSITION SW - ??? | C30-CRU-003 |  |  | C30-13-1140
405 |  | C30-ZSH-12409 | POSITION SW - ??? | C30-CNV-011 |  |  | C20-13-1110 | IFM | TBD
406 |  | C30-ZSH-13409 | POSITION SW - ??? | C30-CNV-012 |  |  | C30-13-1130 | IFM | TBD
407 |  | C30-ZSL-12409 | POSITION SW - ??? | C30-CNV-011 |  |  | C20-13-1110 | IFM | TBD
408 |  | C30-ZSL-13409 | POSITION SW - ??? | C30-CNV-012 |  |  | C30-13-1130 | IFM | TBD
409 |  | C40-AE-15521 | ANALYZER SENSOR | C40-BAG-004B |  |  | C40-13-1220 | ENDRESS + HAUSER | TBD | Dust analyse
410 |  | C40-AIT-15521 | ANALYZER - ??? | C40-BAG-004B |  |  | C40-13-1220 | ENDRESS + HAUSER | TBD | Dust detection
411 |  | C40-GT-15071 | CAMERA | C40-CNV-016 |  |  | C40-13-1210
412 |  | C40-HK-15010 | PUSHBUTTON STATION | C40-CNV-016 |  |  | C40-13-1210 | ALLEN-BRADLEY | TBD
413 |  | C40-HK-15020 | PUSHBUTTON STATION | C40-SCB-006 |  |  | C40-13-1210 | ALLEN-BRADLEY | TBD
414 |  | C40-HK-15210 | PUSHBUTTON STATION | C40-FDR-016 |  |  | C40-13-1220 | ALLEN-BRADLEY | TBD
415 |  | C40-HK-15310 | PUSHBUTTON STATION | C40-FDR-017 |  |  | C40-13-1220 | ALLEN-BRADLEY | TBD
416 |  | C40-HK-15510 | PUSHBUTTON STATION | C40-BAG-004A |  |  | C40-13-1220 | ALLEN-BRADLEY | TBD
417 |  | C40-HK-15520 | PUSHBUTTON STATION | C40-BAG-004B |  |  | C40-13-1220 | ALLEN-BRADLEY | TBD
418 |  | C40-HK-16010 | PUSHBUTTON STATION | C40-SIL-002B |  |  | C40-13-1230 | ALLEN-BRADLEY | TBD
419 |  | C40-HK-16020 | PUSHBUTTON STATION | C40-SIL-002C |  |  | C40-13-1230 | ALLEN-BRADLEY | TBD
420 |  | C40-HK-16110 | PUSHBUTTON STATION | C40-SIL-002A |  |  | C40-13-1230 | ALLEN-BRADLEY | TBD
421 |  | C40-HK-16540 | PUSHBUTTON STATION | C40-PSU-004 |  |  | C40-13-1220 | ALLEN-BRADLEY | TBD
422 |  | C40-HSS-15011 | SAFETY SW - PULL CORD SW | C40-CNV-016 |  |  | C40-13-1210 | THERMO FISHER SCIENTIFIC | SPS-2D
423 |  | C40-HSS-15012 | SAFETY SW - PULL CORD SW | C40-CNV-016 |  |  | C40-13-1210 | THERMO FISHER SCIENTIFIC | SPS-2D
424 |  | C40-HSS-15211 | SAFETY SW - PULL CORD SW | C40-FDR-016 |  |  | C40-13-1220 | THERMO FISHER SCIENTIFIC | SPS-2D
425 |  | C40-HSS-15212 | SAFETY SW - PULL CORD SW | C40-FDR-016 |  |  | C40-13-1220 | THERMO FISHER SCIENTIFIC | SPS-2D
426 |  | C40-HSS-15311 | SAFETY SW - PULL CORD SW | C40-FDR-017 |  |  | C40-13-1220 | THERMO FISHER SCIENTIFIC | SPS-2D
427 |  | C40-HSS-15312 | SAFETY SW - PULL CORD SW | C40-FDR-017 |  |  | C40-13-1220 | THERMO FISHER SCIENTIFIC | SPS-2D
428 |  | C40-LE-15015 | LEVEL SENSOR | C40-CHU-041 |  |  | C40-13-1210 | ENDRESS + HAUSER | TBD | Included in instrument
429 |  | C40-LE-15102 | LEVEL SENSOR | C40-CHU-044A |  |  | C40-13-1220 | ENDRESS + HAUSER | TBD | Included in instrument
430 |  | C40-LE-15103 | LEVEL SENSOR | C40-CHU-044B |  |  | C40-13-1220 | ENDRESS + HAUSER | TBD | Included in instrument
431 |  | C40-LE-15104 | LEVEL SENSOR | C40-CHU-044C |  |  | C40-13-1220 | ENDRESS + HAUSER | TBD | Included in instrument
432 |  | C40-LE-15105 | LEVEL SENSOR | C40-CHU-045A |  |  | C40-13-1220 | ENDRESS + HAUSER | TBD | Included in instrument
433 |  | C40-LE-15106 | LEVEL SENSOR | C40-CHU-045B |  |  | C40-13-1220 | ENDRESS + HAUSER | TBD | Included in instrument
434 |  | C40-LE-15107 | LEVEL SENSOR | C40-CHU-045C |  |  | C40-13-1220 | ENDRESS + HAUSER | TBD | Included in instrument
435 |  | C40-LE-15215 | LEVEL SENSOR | C40-CHU-046 |  |  | C40-13-1220 | ENDRESS + HAUSER | TBD | Included in instrument
436 |  | C40-LE-15315 | LEVEL SENSOR | C40-CHU-047 |  |  | C40-13-1220 | ENDRESS + HAUSER | TBD | Included in instrument
437 |  | C40-LE-16541 | LEVEL SENSOR | C40-PSU-004 |  |  | C40-13-1220 | ENDRESS + HAUSER | TBD | Included in instrument
438 |  | C40-LIT-15101 | LEVEL TRANS - NON-GUIDED RADAR | C40-SIL-001 |  |  | C40-13-1220 | ENDRESS + HAUSER | TBD
439 |  | C40-LIT-16001 | LEVEL TRANS - NON-GUIDED RADAR | C40-SIL-002 |  |  | C40-13-1230 | ENDRESS + HAUSER | TBD
440 |  | C40-LIT-16541 | LEVEL TRANS - ULTRASONIC | C40-PSU-004 |  |  | C40-13-1220 | ENDRESS + HAUSER | TBD
441 |  | C40-LSH-15015 | LEVEL SW - VIBRATING ROD SOLID | C40-CHU-041 |  |  | C40-13-1210 | ENDRESS + HAUSER | FTM20
442 |  | C40-LSH-15102 | LEVEL SW - VIBRATING ROD SOLID | C40-CHU-044A |  |  | C40-13-1220 | ENDRESS + HAUSER | FTM20
443 |  | C40-LSH-15103 | LEVEL SW - VIBRATING ROD SOLID | C40-CHU-044B |  |  | C40-13-1220 | ENDRESS + HAUSER | FTM20
444 |  | C40-LSH-15104 | LEVEL SW - VIBRATING ROD SOLID | C40-CHU-044C |  |  | C40-13-1220 | ENDRESS + HAUSER | FTM20
445 |  | C40-LSH-15105 | LEVEL SW - VIBRATING ROD SOLID | C40-CHU-045A |  |  | C40-13-1220 | ENDRESS + HAUSER | FTM20
446 |  | C40-LSH-15106 | LEVEL SW - VIBRATING ROD SOLID | C40-CHU-045B |  |  | C40-13-1220 | ENDRESS + HAUSER | FTM20
447 |  | C40-LSH-15107 | LEVEL SW - VIBRATING ROD SOLID | C40-CHU-045C |  |  | C40-13-1220 | ENDRESS + HAUSER | FTM20
448 |  | C40-LSH-15215 | LEVEL SW - VIBRATING ROD SOLID | C40-CHU-046 |  |  | C40-13-1220 | ENDRESS + HAUSER | FTM20
449 |  | C40-LSH-15315 | LEVEL SW - VIBRATING ROD SOLID | C40-CHU-047 |  |  | C40-13-1220 | ENDRESS + HAUSER | FTM20
450 |  | C40-LSH-15504 | LEVEL SW - VIBRATING ROD SOLID | C40-BAG-004 |  |  | C40-13-1220 | ENDRESS + HAUSER | FTM20
451 |  | C40-LX-15015 | LEVEL SENSOR | C40-CHU-041 |  |  | C40-13-1210 | ENDRESS + HAUSER | TBD | Included in instrument
452 |  | C40-LX-15102 | LEVEL SENSOR | C40-CHU-044A |  |  | C40-13-1220 | ENDRESS + HAUSER | TBD | Included in instrument
453 |  | C40-LX-15103 | LEVEL SENSOR | C40-CHU-044B |  |  | C40-13-1220 | ENDRESS + HAUSER | TBD | Included in instrument
454 |  | C40-LX-15104 | LEVEL SENSOR | C40-CHU-044C |  |  | C40-13-1220 | ENDRESS + HAUSER | TBD | Included in instrument
455 |  | C40-LX-15105 | LEVEL SENSOR | C40-CHU-045A |  |  | C40-13-1220 | ENDRESS + HAUSER | TBD | Included in instrument
456 |  | C40-LX-15106 | LEVEL SENSOR | C40-CHU-045B |  |  | C40-13-1220 | ENDRESS + HAUSER | TBD | Included in instrument
457 |  | C40-LX-15107 | LEVEL SENSOR | C40-CHU-045C |  |  | C40-13-1220 | ENDRESS + HAUSER | TBD | Included in instrument
458 |  | C40-LX-15215 | LEVEL SENSOR | C40-CHU-046 |  |  | C40-13-1220 | ENDRESS + HAUSER | TBD | Included in instrument
459 |  | C40-LX-15315 | LEVEL SENSOR | C40-CHU-047 |  |  | C40-13-1220 | ENDRESS + HAUSER | TBD | Included in instrument
460 |  | C40-MCV-60331 | Valve ON/OFF (NC) - SOLENOID | C40-AIR-016 | 25-API-CC37-V-6048 |  | D91-13-4450
461 |  | C40-PDIT-15501 | PRESSURE TRANS | C40-BAG-004 |  |  | C40-13-1220 | ENDRESS + HAUSER | PMD75
462 |  | C40-PI-60303 | INDICATOR/LIGHT - ??? | C40-AIR-016 |  |  | D91-13-4450 | ENDRESS + HAUSER | TBD
463 |  | C40-PIT-60302 | PRESSURE TRANS | C40-AIR-016 |  |  | D91-13-4450 | ENDRESS + HAUSER | PMC71
464 |  | C40-PSV-60301 | PRESSURE SAFETY VALVE | C40-AIR-016 |  |  | D91-13-4450
465 |  | C40-SE-15013 | SPEED SENSOR | C40-CNV-016 |  |  | C40-13-1210 | THERMO FISHER SCIENTIFIC | 61-22
466 |  | C40-SE-15022 | SPEED SENSOR | C40-SCB-006 |  |  | C40-13-1210 | THERMO FISHER SCIENTIFIC | 61-22
467 |  | C40-SE-15213 | SPEED SENSOR | C40-FDR-016 |  |  | C40-13-1220 | THERMO FISHER SCIENTIFIC | 61-22
468 |  | C40-SE-15313 | SPEED SENSOR | C40-FDR-017 |  |  | C40-13-1220 | THERMO FISHER SCIENTIFIC | 61-22
469 |  | C40-SE-15511 | SPEED SENSOR | C40-BAG-004A |  |  | C40-13-1220 | THERMO FISHER SCIENTIFIC | 61-22
470 |  | C40-SE-16021 | SPEED SENSOR | C40-SIL-002C |  |  | C40-13-1230 | THERMO FISHER SCIENTIFIC | 61-22
471 |  | C40-SE-16111 | SPEED SENSOR | C40-SIL-002A |  |  | C40-13-1230 | THERMO FISHER SCIENTIFIC | 61-22
472 |  | C40-SSL-15511 | SPEED SW | C40-BAG-004A |  |  | C40-13-1220 | THERMO FISHER SCIENTIFIC | 61-22 | Included in instrument (SE)
473 |  | C40-SSL-16021 | SPEED SW | C40-SIL-002C |  |  | C40-13-1230 | THERMO FISHER SCIENTIFIC | 61-22 | Included in instrument (SE)
474 |  | C40-SSL-16111 | SPEED SW | C40-SIL-002A |  |  | C40-13-1230 | THERMO FISHER SCIENTIFIC | 61-22 | Included in instrument (SE)
475 |  | C40-ST-15013 | SPEED TRANS | C40-CNV-016 |  |  | C40-13-1210 | THERMO FISHER SCIENTIFIC | 61-22 | Included in instrument (SE)
476 |  | C40-ST-15022 | SPEED TRANS | C40-SCB-006 |  |  | C40-13-1210 | THERMO FISHER SCIENTIFIC | 61-22 | Included in instrument (SE)
477 |  | C40-ST-15213 | SPEED TRANS | C40-FDR-016 |  |  | C40-13-1220 | THERMO FISHER SCIENTIFIC | 61-22 | Included in instrument (SE)
478 |  | C40-ST-15313 | SPEED TRANS | C40-FDR-017 |  |  | C40-13-1220 | THERMO FISHER SCIENTIFIC | 61-22 | Included in instrument (SE)
479 |  | C40-ST-15511 | SPEED TRANS | C40-BAG-004A |  |  | C40-13-1220 | THERMO FISHER SCIENTIFIC | 61-22 | Included in instrument (SE)
480 |  | C40-ST-16021 | SPEED TRANS | C40-SIL-002C |  |  | C40-13-1230 | THERMO FISHER SCIENTIFIC | 61-22 | Included in instrument (SE)
481 |  | C40-ST-16111 | SPEED TRANS | C40-SIL-002A |  |  | C40-13-1230 | THERMO FISHER SCIENTIFIC | 61-22 | Included in instrument (SE)
482 |  | C40-WE-15021 | WEIGHT SENSOR - LOAD CELL | C40-SCB-006 |  |  | C40-13-1210
483 |  | C40-WQIT-15021 | WEIGHT TOTALIZER TRANS | C40-SCB-006 |  |  | C40-13-1210
484 |  | C40-WQS-15021 | WEIGHT TOTATLIZER SW | C40-SCB-006 |  |  | C40-13-1210
485 |  | C40-YB-15061 | BELL, BUZZER | C40-CNV-016 |  |  | C40-13-1210 | ALLEN-BRADLEY | 855H-B-A 10 D
486 |  | C40-YB-15062 | BELL, BUZZER | C40-CNV-016 |  |  | C40-13-1210 | ALLEN-BRADLEY | 855H-B-A 10 D
487 |  | C40-YB-15261 | BELL, BUZZER | C40-FDR-016 |  |  | C40-13-1220 | ALLEN-BRADLEY | 855H-B-A 10 D
488 |  | C40-YB-15361 | BELL, BUZZER | C40-FDR-017 |  |  | C40-13-1220 | ALLEN-BRADLEY | 855H-B-A 10 D
489 |  | C40-YL-15051 | INDICATOR/LIGHT - ??? | C40-CNV-016 |  |  | C40-13-1210 | FEDERAL SIGNAL | 151XST
490 |  | C40-YL-15052 | INDICATOR/LIGHT - ??? | C40-CNV-016 |  |  | C40-13-1210 | FEDERAL SIGNAL | 151XST
491 |  | C40-YL-15053 | INDICATOR/LIGHT - ??? | C40-CNV-016 |  |  | C40-13-1210 | FEDERAL SIGNAL | 151XST
492 |  | C40-YL-15251 | INDICATOR/LIGHT - ??? | C40-FDR-016 |  |  | C40-13-1220 | FEDERAL SIGNAL | 151XST
493 |  | C40-YL-15351 | INDICATOR/LIGHT - ??? | C40-FDR-017 |  |  | C40-13-1220 | FEDERAL SIGNAL | 151XST
494 |  | C40-YS-15503A | CONTACT SW - ??? | C40-BAG-004 |  |  | C40-13-1220
495 |  | C40-YS-15503B | CONTACT SW - ??? | C40-BAG-004 |  |  | C40-13-1220
496 |  | C40-YS-60331 | CONTACT SW - ??? | C40-AIR-016 | 25-API-CC37-V-6048 |  | D91-13-4450
497 |  | C40-YY-15502 | SOFT TAG COMMAND SIGNAL | C40-BAG-004 |  |  | C40-13-1220
498 |  | C40-ZS-15001 | POSITION SW - ??? | C40-CNV-016 |  |  | C40-13-1210 | THERMO FISHER SCIENTIFIC | ROS-2D
499 |  | C40-ZS-15002 | POSITION SW - ??? | C40-CNV-016 |  |  | C40-13-1210 | THERMO FISHER SCIENTIFIC | ROS-2D
500 |  | C40-ZS-15003 | POSITION SW - ??? | C40-CNV-016 |  |  | C40-13-1210 | THERMO FISHER SCIENTIFIC | ROS-2D
501 |  | C40-ZS-15004 | POSITION SW - ??? | C40-CNV-016 |  |  | C40-13-1210 | THERMO FISHER SCIENTIFIC | ROS-2D
502 |  | C40-ZS-15005 | POSITION SW - ??? | C40-CNV-016 |  |  | C40-13-1210 | THERMO FISHER SCIENTIFIC | ROS-2D
503 |  | C40-ZS-15006 | POSITION SW - ??? | C40-CNV-016 |  |  | C40-13-1210 | THERMO FISHER SCIENTIFIC | ROS-2D
504 |  | C40-ZSH-15009 | POSITION SW - ??? | C40-CNV-016 |  |  | C40-13-1210 | IFM | TBD
505 |  | C40-ZSL-15009 | POSITION SW - ??? | C40-CNV-016 |  |  | C40-13-1210 | IFM | TBD
506 |  | D10-DIT-17205 | DENSITY TRANS - ??? | D10-PBX-001 | 400-SSL-CC32-R-1002 |  | D10-13-2120
507 |  | D10-DV-17233 | Valve MODU - BALL - PNEU - FC | D10-PBX-001 | 400-WPR-PC15-4105 |  | D10-13-2120 | FISHER (EMERSON) | V150
508 |  | D10-DX-17205 | DENSITY SENSOR - ??? | D10-PBX-001 | 400-SSL-CC32-R-1002 |  | D10-13-2120
509 |  | D10-FE-17101 | FLOW SENSOR - ??? | D10-MIL-001 | 250-WPR-PC15-4108 |  | D10-13-2110 |  |  | Included in instrument
510 |  | D10-FE-17206 | FLOW SENSOR - ??? | D10-PBX-001 | 400-SSL-CC32-R-1002 |  | D10-13-2120 |  |  | Included in instrument
511 |  | D10-FIT-17101 | FLOW TRANS - INLINE - MAGNETIC | D10-MIL-001 | 250-WPR-PC15-4108 |  | D10-13-2110 | KROHNE | TBD
512 |  | D10-FIT-17206 | FLOW TRANS - INLINE - MAGNETIC | D10-PBX-001 | 400-SSL-CC32-R-1002 |  | D10-13-2120 | KROHNE | TBD
513 |  | D10-FV-17131 | Valve MODU - BALL - PNEU - FC | D10-MIL-001 | 250-WPR-PC15-4108 |  | D10-13-2110 | FISHER (EMERSON) | V150
514 |  | D10-GT-17171 | CAMERA | D10-MIL-001 |  |  | D10-13-2110
515 |  | D10-GT-17271 | CAMERA | D10-PBX-001 |  |  | D10-13-2120
516 |  | D10-HK-17010 | PUSHBUTTON STATION | D10-CNV-021 |  |  | C40-13-1220 | ALLEN-BRADLEY | TBD
517 |  | D10-HK-17020 | PUSHBUTTON STATION | D10-SCB-007 |  |  | C40-13-1220 | ALLEN-BRADLEY | TBD
518 |  | D10-HK-17210 | PUSHBUTTON STATION | D10-PSL-001 |  |  | D10-13-2120 | ALLEN-BRADLEY | TBD
519 |  | D10-HK-17220 | PUSHBUTTON STATION | D10-PSL-002 |  |  | D10-13-2120 | ALLEN-BRADLEY | TBD
520 |  | D10-HK-17410 | PUSHBUTTON STATION | D10-SCN-007 |  |  | D10-13-2140 | ALLEN-BRADLEY | TBD
521 |  | D10-HK-17510 | PUSHBUTTON STATION | D10-PSU-006 |  |  | D10-13-2120 | ALLEN-BRADLEY | TBD
522 |  | D10-HK-17520 | PUSHBUTTON STATION | D10-PSU-007 |  |  | D10-13-2120 | ALLEN-BRADLEY | TBD
523 |  | D10-HSS-17011 | SAFETY SW - PULL CORD SW | D10-CNV-021 |  |  | C40-13-1220 | THERMO FISHER SCIENTIFIC | SPS-2D
524 |  | D10-HSS-17012 | SAFETY SW - PULL CORD SW | D10-CNV-021 |  |  | C40-13-1220 | THERMO FISHER SCIENTIFIC | SPS-2D
525 |  | D10-LE-17511 | LEVEL SENSOR | D10-PSU-006 |  |  | D10-13-2120 | ENDRESS + HAUSER | TBD | Included in instrument
526 |  | D10-LE-17521 | LEVEL SENSOR | D10-PSU-007 |  |  | D10-13-2120 | ENDRESS + HAUSER | TBD | Included in instrument
527 |  | D10-LIT-17102 | LEVEL TRANS - NUCLEAR | D10-MIL-001 |  |  | D10-13-2110 | ENDRESS + HAUSER | TBD
528 |  | D10-LIT-17203 | LEVEL TRANS - GUIDED WAVE RADAR | D10-PBX-001 |  |  | D10-13-2120 | ENDRESS + HAUSER | TBD
529 | 00 MOD | D10-LIT-17511 | LEVEL TRANS - ULTRASONIC | D10-PSU-006 |  |  | D10-13-2120 | ENDRESS + HAUSER | TBD
530 |  | D10-LIT-17521 | LEVEL TRANS - ULTRASONIC | D10-PSU-007 |  |  | D10-13-2120 | ENDRESS + HAUSER | TBD
531 |  | D10-MCV-60431 | Valve ON/OFF (NC) - SOLENOID | D10-AIR-021 | 25-API-CC37-V-6051 |  | D91-13-4450
532 |  | D10-MCV-60432 | Valve ON/OFF (NC) - SOLENOID | D10-AIR-022 | 25-API-CC37-V-6054 |  | D91-13-4450
533 |  | D10-PI-17201 | INDICATOR/LIGHT - ??? | D10-PBX-001 | 400-WPR-PC15-4105 |  | D10-13-2120 | ENDRESS + HAUSER | TBD
534 |  | D10-PI-17302 | INDICATOR/LIGHT - ??? | D10-CYC-001 |  |  | D10-13-2130 | ENDRESS + HAUSER | TBD
535 |  | D10-PI-60403 | INDICATOR/LIGHT - ??? | D10-AIR-021 |  |  | D91-13-4450 | ENDRESS + HAUSER | TBD
536 |  | D10-PI-60406 | INDICATOR/LIGHT - ??? | D10-AIR-022 |  |  | D91-13-4450 | ENDRESS + HAUSER | TBD
537 |  | D10-PIT-17301 | PRESSURE TRANS | D10-CYC-001 |  |  | D10-13-2130 | ENDRESS + HAUSER | PMC71
538 |  | D10-PIT-60402 | PRESSURE TRANS | D10-AIR-021 |  |  | D91-13-4450 | ENDRESS + HAUSER | PMC71
539 |  | D10-PIT-60405 | PRESSURE TRANS | D10-AIR-022 |  |  | D91-13-4450 | ENDRESS + HAUSER | PMC71
540 |  | D10-PSV-60401 | PRESSURE SAFETY VALVE | D10-AIR-021 |  |  | D91-13-4450
541 |  | D10-PSV-60404 | PRESSURE SAFETY VALVE | D10-AIR-022 |  |  | D91-13-4450
542 |  | D10-PV-17331 | Valve ON/OFF (NO) - KG - PNEU - FI | D10-CYC-001 |  |  | D10-13-2130
543 |  | D10-SE-17013 | SPEED SENSOR | D10-CNV-021 |  |  | C40-13-1220 | THERMO FISHER SCIENTIFIC | 61-22
544 |  | D10-SE-17022 | SPEED SENSOR | D10-SCB-007 |  |  | C40-13-1220 | THERMO FISHER SCIENTIFIC | 61-22
545 |  | D10-ST-17013 | SPEED TRANS | D10-CNV-021 |  |  | C40-13-1220 | THERMO FISHER SCIENTIFIC | 61-22 | Included in instrument (SE)
546 |  | D10-ST-17022 | SPEED TRANS | D10-SCB-007 |  |  | C40-13-1220 | THERMO FISHER SCIENTIFIC | 61-22 | Included in instrument (SE)
547 |  | D10-VT-17401 | VIBRATION TRANS | D10-SCN-007 |  |  | D10-13-2140
548 |  | D10-WE-17021 | WEIGHT SENSOR - LOAD CELL | D10-SCB-007 |  |  | C40-13-1220
549 |  | D10-WQIT-17021 | WEIGHT TOTALIZER TRANS | D10-SCB-007 |  |  | C40-13-1220
550 |  | D10-WQS-17021 | WEIGHT TOTATLIZER SW | D10-SCB-007 |  |  | C40-13-1220
551 |  | D10-XE-17041 | METAL DETECTOR SENSOR | D10-MED-006 |  |  | C40-13-1220
552 |  | D10-XZ-17044 | BELL, BUZZER | D10-MED-006 |  |  | C40-13-1220
553 |  | D10-YB-17061 | BELL, BUZZER | D10-CNV-021 |  |  | C40-13-1220 | ALLEN-BRADLEY | 855H-B-A 10 D
554 |  | D10-YB-17062 | BELL, BUZZER | D10-CNV-021 |  |  | C40-13-1220 | ALLEN-BRADLEY | 855H-B-A 10 D
555 |  | D10-YB-66061 | BELL, BUZZER | D10-SSW-001 |  |  | D10-13-2140 | ALLEN-BRADLEY | 855H-B-A 10 D
556 |  | D10-YB-66062 | BELL, BUZZER | D10-SSW-002 |  |  | D10-13-2140 | ALLEN-BRADLEY | 855H-B-A 10 D
557 |  | D10-YL-17051 | INDICATOR/LIGHT - ??? | D10-CNV-021 |  |  | C40-13-1220 | FEDERAL SIGNAL | 151XST
558 |  | D10-YL-17052 | INDICATOR/LIGHT - ??? | D10-CNV-021 |  |  | C40-13-1220 | FEDERAL SIGNAL | 151XST
559 |  | D10-YL-66051 | INDICATOR/LIGHT - ??? | D10-SCN-007 |  |  | D10-13-2140 | FEDERAL SIGNAL | 151XST
560 |  | D10-YL-66052 | INDICATOR/LIGHT - ??? | D10-SCN-007 |  |  | D10-13-2140 | FEDERAL SIGNAL | 151XST
561 |  | D10-YS-17043 | CONTACT SW - ??? | D10-MED-006 |  |  | C40-13-1220
562 |  | D10-YS-60431 | CONTACT SW - ??? | D10-AIR-021 | 25-API-CC37-V-6051 |  | D91-13-4450
563 |  | D10-YS-60432 | CONTACT SW - ??? | D10-AIR-022 | 25-API-CC37-V-6054 |  | D91-13-4450
564 |  | D10-YV-17132 | Valve ON/OFF (NO) - BALL - PNEU - FC | D10-MIL-001 | 50-WPR-PC15-4107 |  | D10-13-2110
565 |  | D10-YV-17234 | Valve ON/OFF (NC) - KG - PNEU - FI | D10-PBX-001 | 150-SSL-CC33-V-1017 |  | D10-13-2120 | CLARKSON | TBD
566 |  | D10-YV-17235 | Valve ON/OFF (NO) - KG - PNEU - FI | D10-PBX-001 | 400-SSL-CC32-R-1001 |  | D10-13-2120 | CLARKSON | TBD
567 |  | D10-YV-17236 | Valve ON/OFF (NC) - KG - PNEU - FI | D10-PBX-001 | 150-SSL-CC33-V-1018 |  | D10-13-2120 | CLARKSON | TBD
568 |  | D10-YV-17237 | Valve ON/OFF (NO) - KG - PNEU - FI | D10-PBX-001 | 400-SSL-CC32-R-1002 |  | D10-13-2120 | CLARKSON | TBD
569 |  | D10-YV-17238 | Valve ON/OFF (NC) - KG - PNEU - FI | D10-PBX-001 | 400-SSL-CC32-R-1003 |  | D10-13-2120 | CLARKSON | TBD
570 |  | D10-YV-17239 | Valve ON/OFF (NC) - KG - PNEU - FI | D10-PBX-001 | 150-SSL-CC33-V-1019 |  | D10-13-2120 | CLARKSON | TBD
571 | 00 NEW | D10-YV-17240 | Valve ON/OFF (NC) - KG - PNEU - FI | D10-PBX-001 | 150-SSL-CC33-V-1020 |  | D10-13-2120 | CLARKSON | TBD
572 |  | D10-YV-17241 | Valve ON/OFF (NC) - KG - PNEU - FI | D10-PBX-001 | 400-SSL-CC32-R-1004 |  | D10-13-2120 | CLARKSON | TBD
573 |  | D10-YV-17431 | Valve ON/OFF (NO) - BALL - PNEU - FC | D10-SCN-007 | 90-WPR-PC15-4109 |  | D10-13-2140
574 |  | D10-YV-17432 | Valve ON/OFF (NO) - KG - PNEU - FI | D10-SCN-007 | 400-SSL-CC32-R-1006 |  | D10-13-2140 | CLARKSON | TBD
575 |  | D10-YV-17433 | Valve ON/OFF (NC) - KG - PNEU - FI | D10-SCN-007 | 450-SSL-CC32-R-1008 |  | D10-13-2140 | CLARKSON | TBD
576 |  | D10-YV-17531 | Valve ON/OFF (NO) - KG - PNEU - FI | D10-PSU-006 | 150-SSU-CC32-R-1012 |  | D10-13-2120 | CLARKSON | TBD
577 |  | D10-YV-17532 | Valve ON/OFF (NC) - KG - PNEU - FI | D10-PSU-006 | 150-SSU-CC32-R-1013 |  | D10-13-2120 | CLARKSON | TBD
578 |  | D10-YV-17533 | Valve ON/OFF (NO) - KG - PNEU - FI | D10-PSU-007 | 150-SSU-CC32-R-1014 |  | D10-13-2120 | CLARKSON | TBD
579 |  | D10-YV-17534 | Valve ON/OFF (NC) - KG - PNEU - FI | D10-PSU-007 | 150-SSU-CC32-R-1015 |  | D10-13-2120 | CLARKSON | TBD
580 |  | D10-YY-17042 | SOFT TAG COMMAND SIGNAL | D10-MED-006 |  |  | C40-13-1220
581 |  | D10-ZS-17001 | POSITION SW - ??? | D10-CNV-021 |  |  | C40-13-1220
582 |  | D10-ZS-17002 | POSITION SW - ??? | D10-CNV-021 |  |  | C40-13-1220
583 |  | D10-ZS-17003 | POSITION SW - ??? | D10-CNV-021 |  |  | C40-13-1220
584 |  | D10-ZS-17004 | POSITION SW - ??? | D10-CNV-021 |  |  | C40-13-1220
585 |  | D10-ZS-17005 | POSITION SW - ??? | D10-CNV-021 |  |  | C40-13-1220
586 |  | D10-ZS-17006 | POSITION SW - ??? | D10-CNV-021 |  |  | C40-13-1220
587 |  | D10-ZS-17103 | POSITION SW - ??? | D10-MIL-001 |  |  | D10-13-2110
588 |  | D10-ZSC-17207 | POSITION SW - ??? | D10-PBX-001 | 400-SSL-CC32-R-1002 |  | D10-13-2120
589 |  | D10-ZSH-17009 | POSITION SW - ??? | D10-CNV-021 |  |  | C40-13-1220 | IFM | TBD
590 |  | D10-ZSL-17009 | POSITION SW - ??? | D10-CNV-021 |  |  | C40-13-1220 | IFM | TBD
591 |  | D10-ZSO-17207 | POSITION SW - ??? | D10-PBX-001 | 400-SSL-CC32-R-1002 |  | D10-13-2120
592 |  | D10-ZY-17207 | CONVERTER ANALOG | D10-PBX-001 | 400-SSL-CC32-R-1002 |  | D10-13-2120
593 |  | D20-AE-20302 | ANALYZER SENSOR | D20-TNK-007 |  |  | D20-13-2220 | ENDRESS + HAUSER | TBD
594 |  | D20-AE-20502 | ANALYZER SENSOR | D20-TNK-008 |  |  | D20-13-2230 | ENDRESS + HAUSER | TBD
595 |  | D20-AIT-20302 | ANALYZER - ??? | D20-TNK-007 |  |  | D20-13-2220 | ENDRESS + HAUSER | TBD
596 |  | D20-AIT-20502 | ANALYZER - ??? | D20-TNK-008 |  |  | D20-13-2230 | ENDRESS + HAUSER | TBD
597 |  | D20-AIT-40302 | ANALYZER - ??? | D70-TNK-062 |  |  | D70-13-3120 | ENDRESS + HAUSER | TBD
598 |  | D20-DIT-20305 | DENSITY TRANS - ??? | D20-TNK-007 | 200-SSL-CC32-R-2004 |  | D20-13-2220
599 |  | D20-DX-20305 | DENSITY SENSOR - ??? | D20-TNK-007 | 200-SSL-CC32-R-2004 |  | D20-13-2220
600 |  | D20-FE-20001 | FLOW SENSOR - ??? | D20-TNK-006 | 50-WPR-PC15-4115 |  | D20-13-2210 |  |  | Included in instrument
601 |  | D20-FE-20308 | FLOW SENSOR - ??? | D20-TNK-007 |  |  | D20-13-2220 |  |  | Included in instrument
602 |  | D20-FE-20501 | FLOW SENSOR - ??? | D20-TNK-008 | 315-WPR-PC15-4305 |  | D20-13-2230 |  |  | Included in instrument
603 |  | D20-FIT-20001 | FLOW TRANS - INLINE - MAGNETIC | D20-TNK-006 | 50-WPR-PC15-4115 |  | D20-13-2210 | KROHNE | TBD
604 |  | D20-FIT-20308 | FLOW TRANS - INLINE - MAGNETIC | D20-TNK-007 |  |  | D20-13-2220 | KROHNE | TBD
605 |  | D20-FIT-20501 | FLOW TRANS - INLINE - MAGNETIC | D20-TNK-008 | 315-WPR-PC15-4305 |  | D20-13-2230 | KROHNE | TBD
606 |  | D20-FT-20104 | FLOW TRANS - ??? | D20-TNK-007 |  |  | D20-13-2220
607 |  | D20-FV-20531 | Valve MODU - BALL - PNEU - FC | D20-TNK-008 | 315-WPR-PC15-4305 |  | D20-13-2230 | FISHER (EMERSON) | V150
608 |  | D20-GT-20371 | CAMERA | D20-TNK-007 |  |  | D20-13-2220
609 |  | D20-HK-20210 | PUSHBUTTON STATION | D20-THK-007A |  |  | D20-13-2220 | ALLEN-BRADLEY | TBD
610 |  | D20-HK-20310 | PUSHBUTTON STATION | D20-PSL-006 |  |  | D20-13-2220 | ALLEN-BRADLEY | TBD
611 |  | D20-HK-20320 | PUSHBUTTON STATION | D20-PSL-007 |  |  | D20-13-2220 | ALLEN-BRADLEY | TBD
612 |  | D20-HK-20510 | PUSHBUTTON STATION | D20-PSO-001 |  |  | D20-13-2230 | ALLEN-BRADLEY | TBD
613 |  | D20-HK-20520 | PUSHBUTTON STATION | D20-PSO-002 |  |  | D20-13-2230 | ALLEN-BRADLEY | TBD
614 |  | D20-HK-20610 | PUSHBUTTON STATION | D20-PSU-011 |  |  | D20-13-2210 | ALLEN-BRADLEY | TBD
615 |  | D20-LE-20301 | LEVEL SENSOR | D20-TNK-007 |  |  | D20-13-2220 | ENDRESS + HAUSER | TBD | Included in instrument
616 |  | D20-LE-20303 | LEVEL SENSOR | D20-TNK-007 |  |  | D20-13-2220 | ENDRESS + HAUSER | TBD | Included in instrument
617 |  | D20-LE-20503 | LEVEL SENSOR | D20-TNK-008 |  |  | D20-13-2230 | ENDRESS + HAUSER | TBD | Included in instrument
618 |  | D20-LE-20611 | LEVEL SENSOR | D20-PSU-011 |  |  | D20-13-2210 | ENDRESS + HAUSER | TBD | Included in instrument
619 |  | D20-LI-20204 | INDICATOR/LIGHT - ??? | D20-TNK-007 |  |  | D20-13-2220 | PARKER | TBD
620 |  | D20-LIT-20301 | LEVEL SW - ULTRASONIC | D20-TNK-007 |  |  | D20-13-2220 | ENDRESS + HAUSER | TBD
621 |  | D20-LIT-20303 | LEVEL TRANS - GUIDED WAVE RADAR | D20-TNK-007 |  |  | D20-13-2220 | ENDRESS + HAUSER | TBD
622 |  | D20-LIT-20503 | LEVEL TRANS - NON-GUIDED RADAR | D20-TNK-008 |  |  | D20-13-2230 | ENDRESS + HAUSER | TBD
623 |  | D20-LIT-20611 | LEVEL TRANS - ULTRASONIC | D20-PSU-011 |  |  | D20-13-2210 | ENDRESS + HAUSER | TBD
624 |  | D20-LSLL-20205 | LEVEL SW - VIBRATING FORK LIQUID | D20-TNK-007 |  |  | D20-13-2220 | ENDRESS + HAUSER | FTL50/FTL51
625 |  | D20-LV-20031 | Valve ON/OFF (NO) - BALL - PNEU - FC | D20-TNK-006 | 50-WPR-PC15-4115 |  | D20-13-2210 | FISHER (EMERSON) | V150
626 |  | D20-MCV-60531 | Valve ON/OFF (NC) - SOLENOID | D20-AIR-026 |  |  | D91-13-4460
627 |  | D20-OI-20207 | INDICATOR/LIGHT - ??? | D20-TNK-007 |  |  | D20-13-2220
628 |  | D20-OSH-20206 | TORQUE SW | D20-TNK-007 |  |  | D20-13-2220
629 |  | D20-OSHH-20206 | TORQUE SW | D20-TNK-007 |  |  | D20-13-2220
630 |  | D20-OT-20207 | TORQUE TRANS - ??? | D20-TNK-007 |  |  | D20-13-2220
631 |  | D20-PI-20201 | INDICATOR/LIGHT - ??? | D20-TNK-007 |  |  | D20-13-2220 | ENDRESS + HAUSER | TBD
632 |  | D20-PI-20202 | INDICATOR/LIGHT - ??? | D20-TNK-007 |  |  | D20-13-2220 | ENDRESS + HAUSER | TBD
633 |  | D20-PI-20505 | INDICATOR/LIGHT - ??? | D20-TNK-008 | 450-WPR-PC15-4102 |  | D20-13-2230 | ENDRESS + HAUSER | TBD
634 |  | D20-PI-20506 | INDICATOR/LIGHT - ??? | D20-TNK-008 | 450-WPR-PC15-4104 |  | D20-13-2230 | ENDRESS + HAUSER | TBD
635 |  | D20-PI-60503 | INDICATOR/LIGHT - ??? | D20-AIR-026 |  |  | D91-13-4460 | ENDRESS + HAUSER | TBD
636 |  | D20-PIT-20504 | PRESSURE TRANS | D20-TNK-008 | 450-WPR-PC15-4102 |  | D20-13-2230 | ENDRESS + HAUSER | PMC71
637 |  | D20-PIT-60502 | PRESSURE TRANS | D20-AIR-026 |  |  | D91-13-4460 | ENDRESS + HAUSER | PMC71
638 |  | D20-PRV-20002 | PRESSURE REGULATOR VALVE | D20-TNK-006 |  |  | 6097008-000D20-49-D20-1016 | BERMAD | 720/730 Series
639 |  | D20-PSV-60501 | PRESSURE SAFETY VALVE | D20-AIR-026 |  |  | D91-13-4460
640 |  | D20-SE-20103 | SPEED SENSOR | D20-TNK-007 |  |  | D20-13-2220 | THERMO FISHER SCIENTIFIC | 61-22
641 |  | D20-ST-20103 | SPEED TRANS | D20-TNK-007 |  |  | D20-13-2220 | THERMO FISHER SCIENTIFIC | 61-22 | Included in instrument (SE)
642 |  | D20-TC-20208 | TEMP. TRANS | D20-TNK-007 |  |  | D20-13-2220
643 |  | D20-TC-20209 | TEMP. TRANS | D20-TNK-007 |  |  | D20-13-2220
644 |  | D20-TC-20211 | TEMP. TRANS | D20-TNK-007 |  |  | D20-13-2220
645 |  | D20-TI-20203 | INDICATOR/LIGHT - ??? | D20-TNK-007 |  |  | D20-13-2220 | WINTERS INSTRUMENTS | TBM
646 |  | D20-TSHH-20212 | TEMP. SW - ??? | D20-TNK-007 |  |  | D20-13-2220
647 |  | D20-WIT-20304 | WEIGHT TRANS | D20-TNK-007 |  |  | D20-13-2220
648 |  | D20-YB-20361 | INDICATOR/LIGHT - ??? | D20-TNK-007 |  |  | D20-13-2220 | ALLEN-BRADLEY | 855H-B-A 10 D
649 |  | D20-YS-60531 | CONTACT SW - ??? | D20-AIR-026 |  |  | D91-13-4460
650 |  | D20-YV-20331 | Valve ON/OFF (NC) - KG - PNEU - FI | D20-TNK-007 | 200-SSL-CC32-R-2005 |  | D20-13-2220 | CLARKSON | TBD
651 |  | D20-YV-20332 | Valve ON/OFF (NC) - KG - PNEU - FI | D20-TNK-007 | 100-SSL-CC33-V-2105 |  | D20-13-2220 | CLARKSON | TBD
652 |  | D20-YV-20333 | Valve ON/OFF (NC) - KG - PNEU - FI | D20-TNK-007 | 200-SSL-CC32-R-2006 |  | D20-13-2220 | CLARKSON | TBD
653 |  | D20-YV-20334 | Valve ON/OFF (NO) - KG - PNEU - FI | D20-TNK-007 | 200-SSL-CC32-R-2003 |  | D20-13-2220 | CLARKSON | TBD
654 |  | D20-YV-20335 | Valve ON/OFF (NC) - KG - PNEU - FI | D20-TNK-007 | 100-SSL-CC33-V-2103 |  | D20-13-2220 | CLARKSON | TBD
655 |  | D20-YV-20336 | Valve ON/OFF (NO) - KG - PNEU - FI | D20-TNK-007 | 200-SSL-CC32-R-2004 |  | D20-13-2220 | CLARKSON | TBD
656 |  | D20-YV-20337 | Valve ON/OFF (NO) - KG - PNEU - FI | D20-TNK-007 | 200-SSL-CC32-R-2004 |  | D20-13-2220 | CLARKSON | TBD
657 |  | D20-YV-20338 | Valve ON/OFF (NC) - KG - PNEU - FI | D20-TNK-007 | 200-SSL-CC33-V-2007 |  | D20-13-2220 | CLARKSON | TBD
658 |  | D20-YV-20631 | Valve ON/OFF (NO) - KG - PNEU - FI | D20-PSU-011 | 150-SSU-CC33-V-2065 |  | D20-13-2210 | CLARKSON | TBD
659 |  | D20-ZI-20101 | INDICATOR/LIGHT - ??? | D20-TNK-007 |  |  | D20-13-2220
660 |  | D20-ZSC-20307 | POSITION SW - ??? | D20-TNK-007 |  |  | D20-13-2220
661 |  | D20-ZSC-20532 | POSITION SW - ??? | D20-TNK-008 | 630-WPR-PC15-4101 |  | D20-13-2230 | TOPWORX | TBD
662 |  | D20-ZSC-20533 | POSITION SW - ??? | D20-TNK-008 | 450-WPR-PC15-4102 |  | D20-13-2230 | TOPWORX | TBD
663 |  | D20-ZSC-20534 | POSITION SW - ??? | D20-TNK-008 | 630-WPR-PC15-4103 |  | D20-13-2230 | TOPWORX | TBD
664 |  | D20-ZSC-20535 | POSITION SW - ??? | D20-TNK-008 | 450-WPR-PC15-4104 |  | D20-13-2230 | TOPWORX | TBD
665 |  | D20-ZSH-20102 | POSITION SW - ??? | D20-TNK-007 |  |  | D20-13-2220
666 |  | D20-ZSL-20102 | POSITION SW - ??? | D20-TNK-007 |  |  | D20-13-2220
667 |  | D20-ZSO-20307 | POSITION SW - ??? | D20-TNK-007 |  |  | D20-13-2220
668 |  | D20-ZSO-20532 | POSITION SW - ??? | D20-TNK-008 | 630-WPR-PC15-4101 |  | D20-13-2230 | TOPWORX | TBD
669 |  | D20-ZSO-20533 | POSITION SW - ??? | D20-TNK-008 | 450-WPR-PC15-4102 |  | D20-13-2230 | TOPWORX | TBD
670 |  | D20-ZSO-20534 | POSITION SW - ??? | D20-TNK-008 | 630-WPR-PC15-4103 |  | D20-13-2230 | TOPWORX | TBD
671 |  | D20-ZSO-20535 | POSITION SW - ??? | D20-TNK-008 | 450-WPR-PC15-4104 |  | D20-13-2230 | TOPWORX | TBD
672 |  | D20-ZT-20101 | POSITION TRANS - ??? | D20-TNK-007 |  |  | D20-13-2220
673 |  | D20-ZVL-20213 | VALVE ON/OFF - ??? | D20-TNK-007 |  |  | D20-13-2220
674 |  | D20-ZVL-20214 | VALVE ON/OFF - ??? | D20-TNK-007 |  |  | D20-13-2220
675 |  | D20-ZY-20306 | CONVERTER ANALOG | D20-TNK-007 |  |  | D20-13-2220
676 |  | D30-AE-21102 | ANALYZER SENSOR | D30-TNK-011 |  |  | D30-13-2310 | ENDRESS + HAUSER | TBD
677 |  | D30-AE-21103 | ANALYZER SENSOR | D30-TNK-011 |  |  | D30-13-2310 | ENDRESS + HAUSER | TBD
678 |  | D30-AE-21302 | ANALYZER SENSOR | D30-TNK-012 |  |  | D30-13-2320 | ENDRESS + HAUSER | TBD
679 |  | D30-AE-21303 | ANALYZER SENSOR | D30-TNK-012 |  |  | D30-13-2320 | ENDRESS + HAUSER | TBD
680 |  | D30-AE-21402 | ANALYZER SENSOR | D30-TNK-013 |  |  | D30-13-2330 | ENDRESS + HAUSER | TBD
681 |  | D30-AE-21403 | ANALYZER SENSOR | D30-TNK-013 |  |  | D30-13-2330 | ENDRESS + HAUSER | TBD
682 |  | D30-AE-21502 | ANALYZER SENSOR | D30-TNK-014 |  |  | D30-13-2340 | ENDRESS + HAUSER | TBD
683 |  | D30-AE-21503 | ANALYZER SENSOR | D30-TNK-014 |  |  | D30-13-2340 | ENDRESS + HAUSER | TBD
684 |  | D30-AE-21802 | ANALYZER SENSOR | D30-TNK-017 |  |  | D30-13-2350 | ENDRESS + HAUSER | TBD
685 |  | D30-AE-21803 | ANALYZER SENSOR | D30-TNK-017 |  |  | D30-13-2350 | ENDRESS + HAUSER | TBD
686 |  | D30-AE-40302 | ANALYZER SENSOR | D70-TNK-062 |  |  | D70-13-3120 | ENDRESS + HAUSER | TBD
687 |  | D30-AIT-21102 | ANALYZER - ??? | D30-TNK-011 |  |  | D30-13-2310 | ENDRESS + HAUSER | TBD
688 |  | D30-AIT-21103 | ANALYZER - ??? | D30-TNK-011 |  |  | D30-13-2310 | ENDRESS + HAUSER | TBD
689 |  | D30-AIT-21107 | GAZ DETECTOR | D30-TNK-011 |  |  | D30-13-2310 | SCOTT HEALTH & SAFETY | FREEDOM 5600
690 |  | D30-AIT-21302 | ANALYZER - ??? | D30-TNK-012 |  |  | D30-13-2320 | ENDRESS + HAUSER | TBD
691 |  | D30-AIT-21303 | ANALYZER - ??? | D30-TNK-012 |  |  | D30-13-2320 | ENDRESS + HAUSER | TBD
692 |  | D30-AIT-21306 | GAZ DETECTOR | D30-TNK-012 |  |  | D30-13-2320 | SCOTT HEALTH & SAFETY | FREEDOM 5600
693 |  | D30-AIT-21402 | ANALYZER - ??? | D30-TNK-013 |  |  | D30-13-2330 | ENDRESS + HAUSER | TBD
694 |  | D30-AIT-21403 | ANALYZER - ??? | D30-TNK-013 |  |  | D30-13-2330 | ENDRESS + HAUSER | TBD
695 |  | D30-AIT-21406 | GAZ DETECTOR | D30-TNK-013 |  |  | D30-13-2330 | SCOTT HEALTH & SAFETY | FREEDOM 5600
696 |  | D30-AIT-21502 | ANALYZER - ??? | D30-TNK-014 |  |  | D30-13-2340 | ENDRESS + HAUSER | TBD
697 |  | D30-AIT-21503 | ANALYZER - ??? | D30-TNK-014 |  |  | D30-13-2340 | ENDRESS + HAUSER | TBD
698 |  | D30-AIT-21504 | GAZ DETECTOR | D30-TNK-014 |  |  | D30-13-2340 | SCOTT HEALTH & SAFETY | FREEDOM 5600
699 |  | D30-AIT-21604 | GAZ DETECTOR | D30-TNK-015 |  |  | D30-13-2340 | SCOTT HEALTH & SAFETY | FREEDOM 5600
700 |  | D30-AIT-21702 | GAZ DETECTOR | D30-TNK-016 |  |  | D30-13-2350 | SCOTT HEALTH & SAFETY | FREEDOM 5600
701 |  | D30-AIT-21802 | ANALYZER - ??? | D30-TNK-017 |  |  | D30-13-2350 | ENDRESS + HAUSER | TBD
702 |  | D30-AIT-21803 | ANALYZER - ??? | D30-TNK-017 |  |  | D30-13-2350 | ENDRESS + HAUSER | TBD
703 |  | D30-AIT-21806 | GAZ DETECTOR | D30-TNK-017 |  |  | D30-13-2350 | SCOTT HEALTH & SAFETY | FREEDOM 5600
704 |  | D30-AIT-21902 | GAZ DETECTOR | D30-TNK-018 |  |  | D30-13-2360 | SCOTT HEALTH & SAFETY | FREEDOM 5600
705 |  | D30-AIT-22004 | GAZ DETECTOR | D30-TNK-019 |  |  | D30-13-2360 | SCOTT HEALTH & SAFETY | FREEDOM 5600
706 |  | D30-AIT-22102 | GAZ DETECTOR | D30-TNK-020 |  |  | D30-13-2360 | SCOTT HEALTH & SAFETY | FREEDOM 5600
707 |  | D30-AIT-22203 | GAZ DETECTOR | D30-SCN-023 |  |  | D30-13-2370 | SCOTT HEALTH & SAFETY | FREEDOM 5600
708 |  | D30-DV-21133 | Valve MODU - BALL - PNEU - FC | D30-TNK-011 | 25-CCS-CC35-M-5120 |  | D30-13-2310 | FISHER (EMERSON) | V150
709 |  | D30-FE-21104 | FLOW SENSOR - ??? | D30-TNK-011 | 110-WPR-PC15-4206 |  | D30-13-2310 |  |  | Included in instrument
710 |  | D30-FE-21105 | FLOW SENSOR - ??? | D30-TNK-011 | 25-CCS-CC35-M-5120 |  | D30-13-2310 |  |  | Included in instrument
711 |  | D30-FE-21106 | FLOW SENSOR - ??? | D30-TNK-011 | 50-SLS-CC33-V-5012 |  | D30-13-2310 |  |  | Included in instrument
712 |  | D30-FE-21304 | FLOW SENSOR - ??? | D30-TNK-012 | 25-CCS-CC35-M-5119 |  | D30-13-2320 |  |  | Included in instrument
713 |  | D30-FE-21305 | FLOW SENSOR - ??? | D30-TNK-011 | 50-SLS-CC33-V-5011 |  | D30-13-2320 |  |  | Included in instrument
714 |  | D30-FE-21404 | FLOW SENSOR - ??? | D30-TNK-013 | 25-CCS-CC35-M-5118 |  | D30-13-2330 |  |  | Included in instrument
715 |  | D30-FE-21405 | FLOW SENSOR - ??? | D30-TNK-013 | 50-SLS-CC33-V-5010 |  | D30-13-2330 |  |  | Included in instrument
716 |  | D30-FE-21602 | FLOW SENSOR - ??? | D30-TNK-015 | 25-CCS-CC35-M-5117 |  | D30-13-2340 |  |  | Included in instrument
717 |  | D30-FE-21603 | FLOW SENSOR - ??? | D30-TNK-015 | 50-SLS-CC33-V-5009 |  | D30-13-2340 |  |  | Included in instrument
718 |  | D30-FE-21804 | FLOW SENSOR - ??? | D30-TNK-017 | 50-SLS-CC33-V-5008 |  | D30-13-2350 |  |  | Included in instrument
719 |  | D30-FE-21805 | FLOW SENSOR - ??? | D30-TNK-017 | 25-CCS-CC35-M-5116 |  | D30-13-2350 |  |  | Included in instrument
720 |  | D30-FE-22002 | FLOW SENSOR - ??? | D30-TNK-019 | 50-SLS-CC33-V-5007 |  | D30-13-2360 |  |  | Included in instrument
721 |  | D30-FE-22003 | FLOW SENSOR - ??? | D30-TNK-019 | 25-CCS-CC35-M-5115 |  | D30-13-2360 |  |  | Included in instrument
722 |  | D30-FISL-21111 | FLOW SW - ??? | D30-AGI-011 |  |  | D30-13-2310 |  |  | Included in Acid Wash & Elution Package
723 |  | D30-FISL-21311 | FLOW SW - ??? | D30-AGI-012 |  |  | D30-13-2320 |  |  | Included in Acid Wash & Elution Package
724 |  | D30-FISL-21411 | FLOW SW - ??? | D30-AGI-013 |  |  | D30-13-2330 |  |  | Included in Acid Wash & Elution Package
725 |  | D30-FISL-21511 | FLOW SW - ??? | D30-AGI-014 |  |  | D30-13-2340 |  |  | Included in Acid Wash & Elution Package
726 |  | D30-FISL-21611 | FLOW SW - ??? | D30-AGI-015 |  |  | D30-13-2340 |  |  | Included in Acid Wash & Elution Package
727 |  | D30-FISL-21711 | FLOW SW - ??? | D30-AGI-016 |  |  | D30-13-2350 |  |  | Included in Acid Wash & Elution Package
728 |  | D30-FISL-21811 | FLOW SW - ??? | D30-AGI-017 |  |  | D30-13-2350 |  |  | Included in Acid Wash & Elution Package
729 |  | D30-FISL-21911 | FLOW SW - ??? | D30-AGI-018 |  |  | D30-13-2360 |  |  | Included in Acid Wash & Elution Package
730 |  | D30-FISL-22011 | FLOW SW - ??? | D30-AGI-019 |  |  | D30-13-2360 |  |  | Included in Acid Wash & Elution Package
731 |  | D30-FISL-22111 | FLOW SW - ??? | D30-AGI-020 |  |  | D30-13-2360 |  |  | Included in Acid Wash & Elution Package
732 |  | D30-FIT-21101 | FLOW TRANS - INLINE - THERMAL MASS | D30-TNK-011 | 50-GOX-SC18-6538 |  | D30-13-2310 | ENDRESS + HAUSER | Proline 65I/65F
733 |  | D30-FIT-21104 | FLOW TRANS - INLINE - MAGNETIC | D30-TNK-011 | 110-WPR-PC15-4206 |  | D30-13-2310 | KROHNE | TBD
734 |  | D30-FIT-21105 | FLOW TRANS - INLINE - MAGNETIC | D30-TNK-011 | 25-CCS-CC35-M-5120 |  | D30-13-2310 | KROHNE | TBD
735 |  | D30-FIT-21106 | FLOW TRANS - INLINE - MAGNETIC | D30-TNK-011 | 50-SLS-CC33-V-5012 |  | D30-13-2310 | KROHNE | TBD
736 |  | D30-FIT-21301 | FLOW TRANS - INLINE - THERMAL MASS | D30-TNK-012 | 50-GOX-SC18-6537 |  | D30-13-2320 | ENDRESS + HAUSER | Proline 65I/65F
737 |  | D30-FIT-21304 | FLOW TRANS - INLINE - MAGNETIC | D30-TNK-012 | 25-CCS-CC35-M-5119 |  | D30-13-2320 | KROHNE | TBD
738 |  | D30-FIT-21305 | FLOW TRANS - INLINE - MAGNETIC | D30-TNK-012 | 50-SLS-CC33-V-5005 |  | D30-13-2320 | KROHNE | TBD
739 |  | D30-FIT-21401 | FLOW TRANS - INLINE - THERMAL MASS | D30-TNK-013 | 50-GOX-SC18-6536 |  | D30-13-2330 | ENDRESS + HAUSER | Proline 65I/65F
740 |  | D30-FIT-21404 | FLOW TRANS - INLINE - MAGNETIC | D30-TNK-013 | 25-CCS-CC35-M-5118 |  | D30-13-2330 | KROHNE | TBD
741 |  | D30-FIT-21405 | FLOW TRANS - INLINE - MAGNETIC | D30-TNK-013 | 50-SLS-CC33-V-5010 |  | D30-13-2330 | KROHNE | TBD
742 |  | D30-FIT-21501 | FLOW TRANS - INLINE - THERMAL MASS | D30-TNK-014 | 50-GOX-SC18-6535 |  | D30-13-2340 | ENDRESS + HAUSER | Proline 65I/65F
743 |  | D30-FIT-21601 | FLOW TRANS - INLINE - THERMAL MASS | D30-TNK-015 | 50-GOX-SC18-6534 |  | D30-13-2340 | ENDRESS + HAUSER | Proline 65I/65F
744 |  | D30-FIT-21602 | FLOW TRANS - INLINE - MAGNETIC | D30-TNK-015 | 25-CCS-CC35-M-5117 |  | D30-13-2340 | KROHNE | TBD
745 |  | D30-FIT-21603 | FLOW TRANS - INLINE - MAGNETIC | D30-TNK-015 | 50-SLS-CC33-V-5009 |  | D30-13-2340 | KROHNE | TBD
746 |  | D30-FIT-21701 | FLOW TRANS - INLINE - THERMAL MASS | D30-TNK-016 | 50-GOX-SC18-6533 |  | D30-13-2350 | ENDRESS + HAUSER | Proline 65I/65F
747 |  | D30-FIT-21801 | FLOW TRANS - INLINE - THERMAL MASS | D30-TNK-017 | 50-GOX-SC18-6532 |  | D30-13-2350 | ENDRESS + HAUSER | Proline 65I/65F
748 |  | D30-FIT-21804 | FLOW TRANS - INLINE - MAGNETIC | D30-TNK-017 | 50-SLS-CC33-V-5008 |  | D30-13-2350 | KROHNE | TBD
749 |  | D30-FIT-21805 | FLOW TRANS - INLINE - MAGNETIC | D30-TNK-017 | 25-CCS-CC35-M-5116 |  | D30-13-2350 | KROHNE | TBD
750 |  | D30-FIT-21901 | FLOW TRANS - INLINE - THERMAL MASS | D30-TNK-018 | 50-GOX-SC18-6531 |  | D30-13-2360 | ENDRESS + HAUSER | Proline 65I/65F
751 |  | D30-FIT-22001 | FLOW TRANS - INLINE - THERMAL MASS | D30-TNK-018 | 50-GOX-SC18-6531 |  | D30-13-2360 | ENDRESS + HAUSER | Proline 65I/65F
752 |  | D30-FIT-22002 | FLOW TRANS - INLINE - MAGNETIC | D30-TNK-019 | 50-SLS-CC33-V-5007 |  | D30-13-2360 | KROHNE | TBD
753 |  | D30-FIT-22003 | FLOW TRANS - INLINE - MAGNETIC | D30-TNK-019 | 25-CCS-CC35-M-5115 |  | D30-13-2360 | KROHNE | TBD
754 |  | D30-FIT-22101 | FLOW TRANS - INLINE - THERMAL MASS | D30-TNK-020 | 50-GOX-SC18-6529 |  | D30-13-2360 | ENDRESS + HAUSER | Proline 65I/65F
755 |  | D30-FSL-22311 | FLOW SW - ??? | D30-ANA-006A |  |  | D30-13-2330 | IFM | TBD | Included in Acid Wash & Elution Package
756 |  | D30-FSL-22321 | FLOW SW - ??? | D30-ANA-006B |  |  | D30-13-2340 | IFM | TBD | Included in Acid Wash & Elution Package
757 |  | D30-FSL-22331 | FLOW SW - ??? | D30-ANA-006C |  |  | D30-13-2350 | IFM | TBD | Included in Acid Wash & Elution Package
758 |  | D30-FV-21132 | Valve MODU - BALL - PNEU - FC | D30-TNK-011 | 50-GOX-SC18-6538 |  | D30-13-2310 | FISHER (EMERSON) | V150
759 |  | D30-FV-21331 | Valve MODU - BALL - PNEU | D30-TNK-012 | 50-GOX-SC18-6537 |  | D30-13-2320 | FISHER (EMERSON) | V150
760 |  | D30-FV-21332 | Valve MODU - BALL - PNEU - FC | D30-TNK-012 | 25-CCS-CC35-M-5119 |  | D30-13-2320 | FISHER (EMERSON) | V150
761 |  | D30-FV-21431 | Valve MODU - BALL - PNEU | D30-TNK-013 | 50-GOX-SC18-6536 |  | D30-13-2330 | FISHER (EMERSON) | V150
762 |  | D30-FV-21432 | Valve MODU - BALL - PNEU - FC | D30-TNK-013 | 25-CCS-CC35-M-5118 |  | D30-13-2330 | FISHER (EMERSON) | V150
763 |  | D30-FV-21531 | Valve MODU - BALL - PNEU | D30-TNK-014 | 50-GOX-SC18-6535 |  | D30-13-2340 | FISHER (EMERSON) | V150
764 |  | D30-FV-21631 | Valve MODU - BALL - PNEU | D30-TNK-015 | 50-GOX-SC18-6534 |  | D30-13-2340 | FISHER (EMERSON) | V150
765 |  | D30-FV-21632 | Valve MODU - BALL - PNEU - FC | D30-TNK-015 | 25-CCS-CC35-M-5117 |  | D30-13-2340 | FISHER (EMERSON) | V150
766 |  | D30-FV-21731 | Valve MODU - BALL - PNEU | D30-TNK-016 | 50-GOX-SC18-6533 |  | D30-13-2350 | FISHER (EMERSON) | V150
767 |  | D30-FV-21831 | Valve MODU - BALL - PNEU - FC | D30-TNK-017 | 50-GOX-SC18-6532 |  | D30-13-2350 | FISHER (EMERSON) | V150
768 |  | D30-FV-21833 | Valve MODU - BALL - PNEU - FC | D30-TNK-017 | 25-CCS-CC35-M-5116 |  | D30-13-2350 | FISHER (EMERSON) | V150
769 |  | D30-FV-21931 | Valve MODU - BALL - PNEU | D30-TNK-019 | 50-GOX-SC18-6531 |  | D30-13-2360 | FISHER (EMERSON) | V150
770 |  | D30-FV-22031 | Valve MODU - BALL - PNEU | D30-TNK-019 | 50-GOX-SC18-6530 |  | D30-13-2360 | FISHER (EMERSON) | V150
771 |  | D30-FV-22033 | Valve MODU - BALL - PNEU - FC | D30-TNK-019 | 25-CCS-CC35-M-5115 |  | D30-13-2360 | FISHER (EMERSON) | V150
772 |  | D30-FV-22131 | Valve MODU - BALL - PNEU | D30-TNK-020 | 50-GOX-SC18-6529 |  | D30-13-2360 | FISHER (EMERSON) | V150
773 |  | D30-GT-22271 | CAMERA | D30-SCN-023 |  |  | D30-13-2370
774 |  | D30-GT-22471 | CAMERA | D30-SCN-022 |  |  | D30-13-2380
775 |  | D30-HK-21110 | PUSHBUTTON STATION | D30-AGI-011 |  |  | D30-13-2310 | ALLEN-BRADLEY | TBD
776 |  | D30-HK-21310 | PUSHBUTTON STATION | D30-AGI-012 |  |  | D30-13-2320 | ALLEN-BRADLEY | TBD
777 |  | D30-HK-21410 | PUSHBUTTON STATION | D30-AGI-013 |  |  | D30-13-2330 | ALLEN-BRADLEY | TBD
778 |  | D30-HK-21420 | PUSHBUTTON STATION | D30-PSL-013 |  |  | D30-13-2330 | ALLEN-BRADLEY | TBD
779 |  | D30-HK-21430 | PUSHBUTTON STATION | D30-SCN-013 |  |  | D30-13-2330 | ALLEN-BRADLEY | TBD
780 |  | D30-HK-21510 | PUSHBUTTON STATION | D30-AGI-014 |  |  | D30-13-2340 | ALLEN-BRADLEY | TBD
781 |  | D30-HK-21520 | PUSHBUTTON STATION | D30-PSL-014 |  |  | D30-13-2340 | ALLEN-BRADLEY | TBD
782 |  | D30-HK-21530 | PUSHBUTTON STATION | D30-SCN-014 |  |  | D30-13-2340 | ALLEN-BRADLEY | TBD
783 |  | D30-HK-21610 | PUSHBUTTON STATION | D30-AGI-015 |  |  | D30-13-2340 | ALLEN-BRADLEY | TBD
784 |  | D30-HK-21620 | PUSHBUTTON STATION | D30-PSL-015 |  |  | D30-13-2340 | ALLEN-BRADLEY | TBD
785 |  | D30-HK-21630 | PUSHBUTTON STATION | D30-SCN-015 |  |  | D30-13-2340 | ALLEN-BRADLEY | TBD
786 |  | D30-HK-21710 | PUSHBUTTON STATION | D30-AGI-016 |  |  | D30-13-2350 | ALLEN-BRADLEY | TBD
787 |  | D30-HK-21720 | PUSHBUTTON STATION | D30-PSL-016 |  |  | D30-13-2350 | ALLEN-BRADLEY | TBD
788 |  | D30-HK-21730 | PUSHBUTTON STATION | D30-SCN-016 |  |  | D30-13-2350 | ALLEN-BRADLEY | TBD
789 |  | D30-HK-21810 | PUSHBUTTON STATION | D30-AGI-017 |  |  | D30-13-2350 | ALLEN-BRADLEY | TBD
790 |  | D30-HK-21820 | PUSHBUTTON STATION | D30-PSL-017 |  |  | D30-13-2350 | ALLEN-BRADLEY | TBD
791 |  | D30-HK-21830 | PUSHBUTTON STATION | D30-SCN-017 |  |  | D30-13-2350 | ALLEN-BRADLEY | TBD
792 |  | D30-HK-21910 | PUSHBUTTON STATION | D30-AGI-018 |  |  | D30-13-2360 | ALLEN-BRADLEY | TBD
793 |  | D30-HK-21920 | PUSHBUTTON STATION | D30-PSL-018 |  |  | D30-13-2360 | ALLEN-BRADLEY | TBD
794 |  | D30-HK-21930 | PUSHBUTTON STATION | D30-SCN-018 |  |  | D30-13-2360 | ALLEN-BRADLEY | TBD
795 |  | D30-HK-22010 | PUSHBUTTON STATION | D30-AGI-019 |  |  | D30-13-2360 | ALLEN-BRADLEY | TBD
796 |  | D30-HK-22020 | PUSHBUTTON STATION | D30-PSL-019 |  |  | D30-13-2360 | ALLEN-BRADLEY | TBD
797 |  | D30-HK-22030 | PUSHBUTTON STATION | D30-SCN-019 |  |  | D30-13-2360 | ALLEN-BRADLEY | TBD
798 |  | D30-HK-22110 | PUSHBUTTON STATION | D30-AGI-020 |  |  | D30-13-2360 | ALLEN-BRADLEY | TBD
799 |  | D30-HK-22120 | PUSHBUTTON STATION | D30-PSL-020 |  |  | D30-13-2360 | ALLEN-BRADLEY | TBD
800 | 00 MOD | D30-HK-22130 | PUSHBUTTON STATION | D30-SCN-020 |  |  | D30-13-2360 | ALLEN-BRADLEY | TBD
801 |  | D30-HK-22210 | PUSHBUTTON STATION | D30-SCN-023 |  |  | D30-13-2370 | ALLEN-BRADLEY | TBD
802 |  | D30-HK-22410 | PUSHBUTTON STATION | D30-SCN-022 |  |  | D30-13-2380 | ALLEN-BRADLEY | TBD
803 |  | D30-HK-22510 | PUSHBUTTON STATION | D30-PSL-028 |  |  | D30-13-2380 | ALLEN-BRADLEY | TBD
804 |  | D30-HK-23010 | PUSHBUTTON STATION | D30-PSU-016 |  |  | D30-13-2310 | ALLEN-BRADLEY | TBD
805 |  | D30-HK-23020 | PUSHBUTTON STATION | D30-PSU-017 |  |  | D30-13-2370 | ALLEN-BRADLEY | TBD
806 |  | D30-LE-23011 | LEVEL SENSOR | D30-PSU-016 |  |  | D30-13-2310 | ENDRESS + HAUSER | TBD | Included in instrument
807 |  | D30-LE-23021 | LEVEL SENSOR | D30-PSU-017 |  |  | D30-13-2370 | ENDRESS + HAUSER | TBD | Included in instrument
808 |  | D30-LIT-22501 | LEVEL TRANS - NON-GUIDED RADAR | D30-TNK-022 |  |  | D30-13-2380 | ENDRESS + HAUSER | TBD
809 |  | D30-LIT-23011 | LEVEL TRANS - ULTRASONIC | D30-PSU-016 |  |  | D30-13-2310 | ENDRESS + HAUSER | TBD
810 |  | D30-LIT-23021 | LEVEL TRANS - ULTRASONIC | D30-PSU-017 |  |  | D30-13-2370 | ENDRESS + HAUSER | TBD
811 |  | D30-LV-21131 | Valve MODU - BALL - PNEU - FC | D30-TNK-011 | 110-WPR-PC15-4206 |  | D30-13-2310 | FISHER (EMERSON) | V150
812 |  | D30-SY-22310 | FLOW SW - ??? | D30-ANA-006A |  |  | D30-13-2330 |  |  | Included in Acid Wash & Elution Package
813 |  | D30-SY-22320 | FLOW SW - ??? | D30-ANA-006B |  |  | D30-13-2340 |  |  | Included in Acid Wash & Elution Package
814 |  | D30-SY-22330 | FLOW SW - ??? | D30-ANA-006C |  |  | D30-13-2350 |  |  | Included in Acid Wash & Elution Package
815 |  | D30-TS-21112 | TEMP. SW - ??? | D30-AGI-011 |  |  | D30-13-2310 |  |  | Included in Acid Wash & Elution Package
816 |  | D30-TS-21312 | TEMP. SW - ??? | D30-AGI-012 |  |  | D30-13-2320 |  |  | Included in Acid Wash & Elution Package
817 |  | D30-TS-21412 | TEMP. SW - ??? | D30-AGI-013 |  |  | D30-13-2330 |  |  | Included in Acid Wash & Elution Package
818 |  | D30-TS-21512 | TEMP. SW - ??? | D30-AGI-014 |  |  | D30-13-2340 |  |  | Included in Acid Wash & Elution Package
819 |  | D30-TS-21612 | TEMP. SW - ??? | D30-AGI-015 |  |  | D30-13-2340 |  |  | Included in Acid Wash & Elution Package
820 |  | D30-TS-21712 | TEMP. SW - ??? | D30-AGI-016 |  |  | D30-13-2350 |  |  | Included in Acid Wash & Elution Package
821 |  | D30-TS-21812 | TEMP. SW - ??? | D30-AGI-017 |  |  | D30-13-2350 |  |  | Included in Acid Wash & Elution Package
822 |  | D30-TS-21912 | TEMP. SW - ??? | D30-AGI-018 |  |  | D30-13-2360 |  |  | Included in Acid Wash & Elution Package
823 |  | D30-TS-22012 | TEMP. SW - ??? | D30-AGI-019 |  |  | D30-13-2360 |  |  | Included in Acid Wash & Elution Package
824 |  | D30-TS-22112 | TEMP. SW - ??? | D30-AGI-020 |  |  | D30-13-2360 |  |  | Included in Acid Wash & Elution Package
825 |  | D30-VT-22201 | VIBRATION TRANS | D30-SCN-023 |  |  | D30-13-2370 |  |  | Included in Acid Wash & Elution Package
826 |  | D30-VT-22401 | VIBRATION TRANS | D30-SCN-022 |  |  | D30-13-2380 |  |  | Included in Acid Wash & Elution Package
827 |  | D30-YB-21161 | BELL, BUZZER | D30-TNK-011 |  |  | D30-13-2310 | ALLEN-BRADLEY | 855H-B-A 10 D
828 |  | D30-YB-21361 | BELL, BUZZER | D30-TNK-012 |  |  | D30-13-2320 | ALLEN-BRADLEY | 855H-B-A 10 D
829 |  | D30-YB-21461 | BELL, BUZZER | D30-TNK-013 |  |  | D30-13-2330 | ALLEN-BRADLEY | 855H-B-A 10 D
830 |  | D30-YB-21561 | BELL, BUZZER | D30-TNK-014 |  |  | D30-13-2340 | ALLEN-BRADLEY | 855H-B-A 10 D
831 |  | D30-YB-21661 | BELL, BUZZER | D30-TNK-015 |  |  | D30-13-2340 | ALLEN-BRADLEY | 855H-B-A 10 D
832 |  | D30-YB-21761 | BELL, BUZZER | D30-TNK-016 |  |  | D30-13-2350 | ALLEN-BRADLEY | 855H-B-A 10 D
833 |  | D30-YB-21861 | BELL, BUZZER | D30-TNK-017 |  |  | D30-13-2350 | ALLEN-BRADLEY | 855H-B-A 10 D
834 |  | D30-YB-21961 | BELL, BUZZER | D30-TNK-018 |  |  | D30-13-2360 | ALLEN-BRADLEY | 855H-B-A 10 D
835 |  | D30-YB-22061 | BELL, BUZZER | D30-TNK-019 |  |  | D30-13-2360 | ALLEN-BRADLEY | 855H-B-A 10 D
836 |  | D30-YB-22161 | BELL, BUZZER | D30-TNK-020 |  |  | D30-13-2360 | ALLEN-BRADLEY | 855H-B-A 10 D
837 |  | D30-YB-22261 | INDICATOR/LIGHT - ??? | D30-SCN-023 |  |  | D30-13-2370 | ALLEN-BRADLEY | 855H-B-A 10 D
838 |  | D30-YL-21151 | INDICATOR/LIGHT - ??? | D30-TNK-011 |  |  | D30-13-2310 | FEDERAL SIGNAL | 151XST
839 |  | D30-YL-21351 | INDICATOR/LIGHT - ??? | D30-TNK-012 |  |  | D30-13-2320 | FEDERAL SIGNAL | 151XST
840 |  | D30-YL-21451 | INDICATOR/LIGHT - ??? | D30-TNK-013 |  |  | D30-13-2330 | FEDERAL SIGNAL | 151XST
841 |  | D30-YL-21551 | INDICATOR/LIGHT - ??? | D30-TNK-014 |  |  | D30-13-2340 | FEDERAL SIGNAL | 151XST
842 |  | D30-YL-21651 | INDICATOR/LIGHT - ??? | D30-TNK-015 |  |  | D30-13-2340 | FEDERAL SIGNAL | 151XST
843 |  | D30-YL-21751 | INDICATOR/LIGHT - ??? | D30-TNK-016 |  |  | D30-13-2350 | FEDERAL SIGNAL | 151XST
844 |  | D30-YL-21851 | INDICATOR/LIGHT - ??? | D30-TNK-017 |  |  | D30-13-2350 | FEDERAL SIGNAL | 151XST
845 |  | D30-YL-21951 | INDICATOR/LIGHT - ??? | D30-TNK-018 |  |  | D30-13-2360 | FEDERAL SIGNAL | 151XST
846 |  | D30-YL-22051 | INDICATOR/LIGHT - ??? | D30-TNK-019 |  |  | D30-13-2360 | FEDERAL SIGNAL | 151XST
847 |  | D30-YL-22151 | INDICATOR/LIGHT - ??? | D30-TNK-020 |  |  | D30-13-2360 | FEDERAL SIGNAL | 151XST
848 |  | D30-YL-22251 | INDICATOR/LIGHT - ??? | D30-SCN-023 |  |  | D30-13-2370 | FEDERAL SIGNAL | 151XST
849 |  | D30-YS-21004 | CONTACT SW - ??? | D30-SMP-006 |  |  | D30-13-2310 |  |  | Included in Acid Wash & Elution Package
850 |  | D30-YV-20632 | Valve ON/OFF (NC) - KG - PNEU - FI | D20-PSU-011 | 150-SSU-CC33-V-2066 |  | D20-13-2210 | CLARKSON | TBD
851 |  | D30-YV-21031 | Valve ON/OFF (NO) - KG - PNEU - FI | D30-SMP-006 | 200-SSL-CC32-R-2004 |  | D30-13-2310 | CLARKSON | TBD
852 |  | D30-YV-21032 | Valve ON/OFF (NO) - BALL - PNEU - FI | D30-SMP-006 | 25-WTR-CC36-V-7411 |  | D30-13-2310 | NELES | TBD
853 |  | D30-YV-21033 | Valve ON/OFF (NO) - BALL - PNEU - FI | D30-SMP-006 | 25-WTR-CC36-V-7410 |  | D30-13-2310 | NELES | TBD
854 |  | D30-YV-21034 | Valve ON/OFF (NO) - PINCH - PNEU - FI | D30-SMP-006 | 100-SSL-CC32-R-2106 |  | D30-13-2310 | FLOWROX | TBD
855 |  | D30-YV-21134 | Valve ON/OFF (NO) - PINCH - PNEU - FI | D30-TNK-011 | 50-SLS-CC33-V-5012 |  | D30-13-2310 | FLOWROX | TBD
856 |  | D30-YV-21333 | Valve ON/OFF (NO) - PINCH - PNEU - FO | D30-TNK-012 | 50-SLS-CC33-V-5011 |  | D30-13-2320 | FLOWROX | TBD
857 | 00 NEW | D30-YV-21433 | Valve ON/OFF (NO) - PINCH - PNEU - FO | D30-TNK-013 | 50-SLS-CC33-V-5010 |  | D30-13-2330 | FLOWROX | TBA
858 | 00 NEW | D30-YV-21633 | Valve ON/OFF (NO) - PINCH - PNEU - FO | D30-TNK-015 | 50-SLS-CC33-V-5009 |  | D30-13-2340 | FLOWROX | TBA
859 | 00 NEW | D30-YV-21832 | Valve ON/OFF (NO) - PINCH - PNEU - FO | D30-TNK-017 | 50-SLS-CC33-V-5008 |  | D30-13-2350 | FLOWROX | TBA
860 | 00 NEW | D30-YV-22032 | Valve ON/OFF (NO) - PINCH - PNEU - FO | D30-TNK-019 | 50-SLS-CC33-V-5007 |  | D30-13-2360 | FLOWROX | TBA
861 |  | D30-YV-22231 | Valve ON/OFF (NO) - BALL - PNEU - FI | D30-SCN-023 | 90-WPR-PC15-4207 |  | D30-13-2370 | NELES | TBD
862 |  | D30-YV-22431 | Valve ON/OFF (NO) - BFY - PNEU - FI | D30-SCN-022 | 110-WTR-PC15-4443 |  | D30-13-2380 | NELES | TBD
863 |  | D30-YV-22531 | Valve ON/OFF (NO) - BALL - PNEU - FI | D30-TNK-022 | 25-WPR-CC36-V-2094 |  | D30-13-2380 | KEYSTONE | TBD
864 |  | D30-YV-22532 | Valve ON/OFF (NO) - KG - PNEU - FI | D30-TNK-022 | 50-SSL-CC32-R-2099 |  | D30-13-2380 | CLARKSON | TBD
865 |  | D30-YV-22533 | Valve ON/OFF (NO) - BALL - PNEU - FI | D30-TNK-022 | 25-WPR-CC36-V-2096 |  | D30-13-2380 | NELES | TBD
866 |  | D30-YY-21003 | SOFT TAG COMMAND SIGNAL | D30-SMP-006 |  |  | D30-13-2310
867 |  | D30-ZSC-22534 | POSITION SW - ??? | D30-PSL-028 | 50-SSL-CC32-R-3001 |  | D30-13-2380 | ALLEN-BRADLEY | 871
868 |  | D30-ZSO-22534 | POSITION SW - ??? | D30-PSL-028 | 50-SSL-CC32-R-3001 |  | D30-13-2380 | ALLEN-BRADLEY | 871
869 |  | D35-AE-30105 | ANALYZER SENSOR | D35-CAR-001 |  |  | D35-13-2420 | ENDRESS + HAUSER | TBD
870 |  | D35-AE-30305 | ANALYZER SENSOR | D35-CAR-002 |  |  | D35-13-2430 | ENDRESS + HAUSER | TBD
871 |  | D35-AIT-30003 | GAZ DETECTOR | D35-TNK-026 |  |  | D35-13-2410 | SCOTT HEALTH & SAFETY | FREEDOM 5600
872 | 00 MOD | D35-AIT-30105 | ANALYZER - ??? | D35-CAR-001 |  |  | D35-13-2420 | ENDRESS + HAUSER | TBD
873 |  | D35-AIT-30302 | ANALYZER - ??? |  |  |  | D35-13-2430 | ENDRESS + HAUSER | TBD
874 |  | D35-AIT-30305 | ANALYZER - ??? |  |  |  | D35-13-2430 | ENDRESS + HAUSER | TBD
875 |  | D35-AIT-30701 | ANALYZER - ??? | D35-ELU-001 |  |  | D35-13-2450 | ENDRESS + HAUSER | TBD
876 |  | D35-AIT-30801 | ANALYZER - ??? | D35-ELU-002 |  |  | D35-13-2450 | ENDRESS + HAUSER | TBD
877 |  | D35-AIT-30903 | GAZ DETECTOR |  |  |  | D35-13-2450 | SCOTT HEALTH & SAFETY | FREEDOM 5600
878 |  | D35-AIT-30904 | GAZ DETECTOR |  |  |  | D35-13-2450 | SCOTT HEALTH & SAFETY | FREEDOM 5600
879 |  | D35-AIT-31029 | GAZ DETECTOR |  |  |  | D35-13-2460 | SCOTT HEALTH & SAFETY | FREEDOM 5600
880 | 00 MOD | D35-FE-30002 | FLOW SENSOR - ??? | D35-PSO-006 |  |  | D35-13-2410 |  |  | Included in instrument
881 | 00 MOD | D35-FE-30101 | FLOW SENSOR - ??? | D35-CAR-001 | 110-WTR-PC15-4446 |  | D35-13-2420 |  |  | Included in instrument
882 |  | D35-FE-30301 | FLOW SENSOR - ??? |  | 110-WTR-PC15-4463 |  | D35-13-2430 |  |  | Included in instrument
883 |  | D35-FE-30401 | FLOW SENSOR - ??? |  |  |  | D35-13-2430 |  |  | Included in instrument
884 |  | D35-FE-30601 | FLOW SENSOR - ??? |  |  |  | D35-13-2440 |  |  | Included in instrument
885 |  | D35-FE-30708 | FLOW SENSOR - ??? |  |  |  | D35-13-2450 |  |  | Included in instrument
886 |  | D35-FE-30808 | FLOW SENSOR - ??? |  |  |  | D35-13-2450 |  |  | Included in instrument
887 |  | D35-FE-31014 | FLOW SENSOR - ??? |  |  |  | D35-13-2460 |  |  | Included in instrument
888 | 00 MOD | D35-FIT-30002 | FLOW TRANS - INLINE - MAGNETIC | D35-PSO-006 |  |  | D35-13-2410 | KROHNE | TBD | Included in Acid Wash & Elution Package
889 | 00 MOD | D35-FIT-30101 | FLOW TRANS - INLINE - MAGNETIC | D35-CAR-001 | 110-WTR-PC15-4446 |  | D35-13-2420 | KROHNE | TBD
890 |  | D35-FIT-30301 | FLOW TRANS - INLINE - MAGNETIC |  | 110-WTR-PC15-4463 |  | D35-13-2430 | KROHNE | TBD
891 |  | D35-FIT-30401 | FLOW TRANS - INLINE - MAGNETIC |  |  |  | D35-13-2430 | KROHNE | TBD | Included in Acid Wash & Elution Package
892 |  | D35-FIT-30601 | FLOW TRANS - INLINE - MAGNETIC |  |  |  | D35-13-2440 | KROHNE | TBD | Included in Acid Wash & Elution Package
893 |  | D35-FIT-30708 | FLOW TRANS - INLINE - MAGNETIC |  |  |  | D35-13-2450 | KROHNE | TBD | Included in Acid Wash & Elution Package
894 |  | D35-FIT-30808 | FLOW TRANS - INLINE - MAGNETIC |  |  |  | D35-13-2450 | KROHNE | TBD | Included in Acid Wash & Elution Package
895 |  | D35-FIT-31014 | FLOW TRANS - INLINE - MAGNETIC |  |  |  | D35-13-2460 | KROHNE | TBD | Included in Acid Wash & Elution Package
896 |  | D35-FSL-31105 | FLOW SW - ??? | D35-HTR-006 |  |  | D35-13-2470 | IFM | TBD | Included in Acid Wash & Elution Package
897 |  | D35-FSL-31113 | FLOW SW - ??? | D35-HTR-007 |  |  | D35-13-2470 | IFM | TBD | Included in Acid Wash & Elution Package
898 |  | D35-FSL-31121 | FLOW SW - ??? | D35-HTR-008 |  |  | D35-13-2470 | IFM | TBD | Included in Acid Wash & Elution Package
899 |  | D35-FSL-31129 | FLOW SW - ??? | D35-HTR-009 |  |  | D35-13-2470 | IFM | TBD | Included in Acid Wash & Elution Package
900 |  | D35-GT-30771 | CAMERA |  |  |  | D35-13-2450 |  |  | Included in Acid Wash & Elution Package
901 |  | D35-GT-30871 | CAMERA |  |  |  | D35-13-2450 |  |  | Included in Acid Wash & Elution Package
902 |  | D35-HK-30010 | PUSHBUTTON STATION | D35-PSO-006 |  |  | D35-13-2410 | ALLEN-BRADLEY | TBD | Included in Acid Wash & Elution Package
903 |  | D35-HK-30210 | PUSHBUTTON STATION | D35-FAN-011 |  |  | D35-13-2420 | ALLEN-BRADLEY | TBD | Included in Acid Wash & Elution Package
904 |  | D35-HK-30410 | PUSHBUTTON STATION | D35-PSL-031 |  |  | D35-13-2430 | ALLEN-BRADLEY | TBD | Included in Acid Wash & Elution Package
905 |  | D35-HK-30610 | PUSHBUTTON STATION | D35-PSO-009 |  |  | D35-13-2440 | ALLEN-BRADLEY | TBD | Included in Acid Wash & Elution Package
906 |  | D35-HK-30620 | PUSHBUTTON STATION | D35-PSO-010 |  |  | D35-13-2440 | ALLEN-BRADLEY | TBD | Included in Acid Wash & Elution Package
907 |  | D35-HK-31210 | PUSHBUTTON STATION | D35-COO-001 |  |  | D35-13-2480 | ALLEN-BRADLEY | TBD | Included in Acid Wash & Elution Package
908 |  | D35-HK-31220 | PUSHBUTTON STATION | D35-PMP-011 |  |  | D35-13-2480 | ALLEN-BRADLEY | TBD
909 |  | D35-HK-31230 | PUSHBUTTON STATION | D35-PMP-012 |  |  | D35-13-2480 | ALLEN-BRADLEY | TBD
910 |  | D35-HK-32010 | PUSHBUTTON STATION | D35-PSU-021 |  |  | D35-13-2410 | ALLEN-BRADLEY | TBD
911 |  | D35-HK-32020 | PUSHBUTTON STATION | D35-PSU-022 |  |  | D35-13-2450 | ALLEN-BRADLEY | TBD
912 |  | D35-LE-32001 | LEVEL SENSOR | D35-PSU-021 |  |  | D35-13-2410 | ENDRESS + HAUSER | TBD | Included in instrument
913 |  | D35-LE-32002 | LEVEL SENSOR | D35-PSU-022 |  |  | D35-13-2450 | ENDRESS + HAUSER | TBD | Included in instrument
914 |  | D35-LIT-30001 | LEVEL TRANS - GUIDED WAVE RADAR | D35-TNK-026 |  |  | D35-13-2410 | ENDRESS + HAUSER | TBD | Included in Acid Wash & Elution Package
915 |  | D35-LIT-30102 | LEVEL TRANS - ??? | D35-CAR-001 |  |  | D35-13-2420 | ENDRESS + HAUSER | TBD | Included in Acid Wash & Elution Package
916 |  | D35-LIT-30303 | LEVEL TRANS - ??? | D35-CAR-002 |  |  | D35-13-2430 | ENDRESS + HAUSER | TBD | Included in Acid Wash & Elution Package
917 |  | D35-LIT-30501 | LEVEL TRANS - ??? | D35-TNK-029 |  |  | D35-13-2440 | ENDRESS + HAUSER | TBD | Included in Acid Wash & Elution Package
918 |  | D35-LIT-30702 | LEVEL TRANS - ??? | D35-ELU-001 |  |  | D35-13-2450 | ENDRESS + HAUSER | TBD | Included in Acid Wash & Elution Package
919 |  | D35-LIT-30802 | LEVEL TRANS - ??? | D35-ELU-002 |  |  | D35-13-2450 | ENDRESS + HAUSER | TBD | Included in Acid Wash & Elution Package
920 |  | D35-LIT-32001 | LEVEL TRANS - ULTRASONIC | D35-PSU-021 |  |  | D35-13-2410 | ENDRESS + HAUSER | TBD
921 |  | D35-LIT-32002 | LEVEL TRANS - ULTRASONIC | D35-PSU-022 |  |  | D35-13-2450 | ENDRESS + HAUSER | TBD
922 |  | D35-MCV-60631 | Valve ON/OFF (NC) - SOLENOID | D35-AIR-031 |  |  | D91-13-4460 |  |  | Included in Acid Wash & Elution Package
923 |  | D35-PCV-31035 | VALVE MODU - ??? |  |  |  | D35-13-2460 |  |  | Included in Acid Wash & Elution Package
924 |  | D35-PCV-31036 | VALVE MODU - ??? |  |  |  | D35-13-2460 |  |  | Included in Acid Wash & Elution Package
925 |  | D35-PI-30705 | INDICATOR/LIGHT - ??? |  |  |  | D35-13-2450 | ENDRESS + HAUSER | TBD | Included in Acid Wash & Elution Package
926 |  | D35-PI-30805 | INDICATOR/LIGHT - ??? |  |  |  | D35-13-2450 | ENDRESS + HAUSER | TBD | Included in Acid Wash & Elution Package
927 |  | D35-PI-30901 | INDICATOR/LIGHT - ??? |  |  |  | D35-13-2450 | ENDRESS + HAUSER | TBD | Included in Acid Wash & Elution Package
928 |  | D35-PI-31003 | INDICATOR/LIGHT - ??? |  |  |  | D35-13-2460 | ENDRESS + HAUSER | TBD | Included in Acid Wash & Elution Package
929 |  | D35-PI-31007 | INDICATOR/LIGHT - ??? |  |  |  | D35-13-2460 | ENDRESS + HAUSER | TBD | Included in Acid Wash & Elution Package
930 |  | D35-PI-31012 | INDICATOR/LIGHT - ??? |  |  |  | D35-13-2460 | ENDRESS + HAUSER | TBD | Included in Acid Wash & Elution Package
931 |  | D35-PI-31017 | INDICATOR/LIGHT - ??? |  |  |  | D35-13-2460 | ENDRESS + HAUSER | TBD | Included in Acid Wash & Elution Package
932 |  | D35-PI-31022 | INDICATOR/LIGHT - ??? |  |  |  | D35-13-2460 | ENDRESS + HAUSER | TBD | Included in Acid Wash & Elution Package
933 |  | D35-PI-31026 | INDICATOR/LIGHT - ??? |  |  |  | D35-13-2460 | ENDRESS + HAUSER | TBD | Included in Acid Wash & Elution Package
934 |  | D35-PI-31106 | INDICATOR/LIGHT - ??? | D35-HTR-006 |  |  | D35-13-2470 | ENDRESS + HAUSER | TBD | Included in Acid Wash & Elution Package
935 |  | D35-PI-31114 | INDICATOR/LIGHT - ??? | D35-HTR-007 |  |  | D35-13-2470 | ENDRESS + HAUSER | TBD | Included in Acid Wash & Elution Package
936 |  | D35-PI-31122 | INDICATOR/LIGHT - ??? | D35-HTR-008 |  |  | D35-13-2470 | ENDRESS + HAUSER | TBD | Included in Acid Wash & Elution Package
937 |  | D35-PI-31130 | INDICATOR/LIGHT - ??? | D35-HTR-009 |  |  | D35-13-2470 | ENDRESS + HAUSER | TBD | Included in Acid Wash & Elution Package
938 |  | D35-PI-31202 | INDICATOR/LIGHT - ??? | D35-VES-001 |  |  | D35-13-2480 | ENDRESS + HAUSER | TBD
939 |  | D35-PI-31203 | INDICATOR/LIGHT - ??? |  | XX-WCO-PC15-4802 |  | D35-13-2480 | ENDRESS + HAUSER | TBD
940 |  | D35-PI-60603 | INDICATOR/LIGHT - ??? | D35-AIR-031 |  |  | D91-13-4460 | ENDRESS + HAUSER | TBD | Included in Acid Wash & Elution Package
941 |  | D35-PIT-30103 | PRESSURE TRANS | D35-CAR-001 |  |  | D35-13-2420 | ENDRESS + HAUSER | PMC71 | Included in Acid Wash & Elution Package
942 | 00 MOD | D35-PIT-30201 | PRESSURE TRANS | D35-FAN-011 |  |  | D35-13-2420 | ENDRESS + HAUSER | PMC71 | Included in Acid Wash & Elution Package
943 |  | D35-PIT-30703 | PRESSURE TRANS | D35-ELU-001 |  |  | D35-13-2450 | ENDRESS + HAUSER | PMC71 | Included in Acid Wash & Elution Package
944 |  | D35-PIT-30704 | PRESSURE TRANS |  |  |  | D35-13-2450 | ENDRESS + HAUSER | PMC71 | Included in Acid Wash & Elution Package
945 |  | D35-PIT-30803 | PRESSURE TRANS | D35-ELU-002 |  |  | D35-13-2450 | ENDRESS + HAUSER | PMC71 | Included in Acid Wash & Elution Package
946 |  | D35-PIT-30804 | PRESSURE TRANS |  |  |  | D35-13-2450 | ENDRESS + HAUSER | PMC71 | Included in Acid Wash & Elution Package
947 |  | D35-PIT-30902 | PRESSURE TRANS |  |  |  | D35-13-2450 | ENDRESS + HAUSER | PMC71 | Included in Acid Wash & Elution Package
948 |  | D35-PIT-31004 | PRESSURE TRANS |  |  |  | D35-13-2460 | ENDRESS + HAUSER | PMC71 | Included in Acid Wash & Elution Package
949 |  | D35-PIT-31008 | PRESSURE TRANS |  |  |  | D35-13-2460 | ENDRESS + HAUSER | PMC71 | Included in Acid Wash & Elution Package
950 |  | D35-PIT-31013 | PRESSURE TRANS |  |  |  | D35-13-2460 | ENDRESS + HAUSER | PMC71 | Included in Acid Wash & Elution Package
951 |  | D35-PIT-31018 | PRESSURE TRANS |  |  |  | D35-13-2460 | ENDRESS + HAUSER | PMC71 | Included in Acid Wash & Elution Package
952 |  | D35-PIT-31023 | PRESSURE TRANS |  |  |  | D35-13-2460 | ENDRESS + HAUSER | PMC71 | Included in Acid Wash & Elution Package
953 |  | D35-PIT-31024 | PRESSURE TRANS |  |  |  | D35-13-2460 | ENDRESS + HAUSER | PMC71 | Included in Acid Wash & Elution Package
954 |  | D35-PIT-31108 | PRESSURE TRANS | D35-HTR-006 |  |  | D35-13-2470 | ENDRESS + HAUSER | PMC71 | Included in Acid Wash & Elution Package
955 |  | D35-PIT-31116 | PRESSURE TRANS | D35-HTR-007 |  |  | D35-13-2470 | ENDRESS + HAUSER | PMC71 | Included in Acid Wash & Elution Package
956 |  | D35-PIT-31124 | PRESSURE TRANS | D35-HTR-008 |  |  | D35-13-2470 | ENDRESS + HAUSER | PMC71 | Included in Acid Wash & Elution Package
957 |  | D35-PIT-31132 | PRESSURE TRANS | D35-HTR-009 |  |  | D35-13-2470 | ENDRESS + HAUSER | PMC71 | Included in Acid Wash & Elution Package
958 |  | D35-PIT-31201 | PRESSURE TRANS | D35-VES-001 |  |  | D35-13-2480 | ENDRESS + HAUSER | PMC71
959 |  | D35-PIT-60602 | PRESSURE TRANS | D35-AIR-031 |  |  | D91-13-4460 | ENDRESS + HAUSER | PMC71 | Included in Acid Wash & Elution Package
960 |  | D35-PSH-30706 | PRESSURE SW |  |  |  | D35-13-2450 | ENDRESS + HAUSER | TBD | Included in Acid Wash & Elution Package
961 |  | D35-PSH-30806 | PRESSURE SW |  |  |  | D35-13-2450 | ENDRESS + HAUSER | TBD | Included in Acid Wash & Elution Package
962 |  | D35-PSV-30707 | PRESSURE SAFETY VALVE |  |  |  | D35-13-2450 |  |  | Included in Acid Wash & Elution Package
963 |  | D35-PSV-30807 | PRESSURE SAFETY VALVE |  |  |  | D35-13-2450 |  |  | Included in Acid Wash & Elution Package
964 |  | D35-PSV-60601 | PRESSURE SAFETY VALVE | D35-AIR-031 |  |  | D91-13-4460 |  |  | Included in Acid Wash & Elution Package
965 |  | D35-TE-31002 | TEMP. SENSOR - RTD |  |  |  | D35-13-2460 | ENDRESS + HAUSER | TH13/TH14 | Included in Acid Wash & Elution Package
966 |  | D35-TE-31006 | TEMP. SENSOR - RTD |  |  |  | D35-13-2460 | ENDRESS + HAUSER | TH13/TH14 | Included in Acid Wash & Elution Package
967 |  | D35-TE-31011 | TEMP. SENSOR - RTD |  |  |  | D35-13-2460 | ENDRESS + HAUSER | TH13/TH14 | Included in Acid Wash & Elution Package
968 |  | D35-TE-31016 | TEMP. SENSOR - RTD |  |  |  | D35-13-2460 | ENDRESS + HAUSER | TH13/TH14 | Included in Acid Wash & Elution Package
969 |  | D35-TE-31021 | TEMP. SENSOR - RTD |  |  |  | D35-13-2460 | ENDRESS + HAUSER | TH13/TH14 | Included in Acid Wash & Elution Package
970 |  | D35-TE-31025 | TEMP. SENSOR - RTD |  |  |  | D35-13-2460 | ENDRESS + HAUSER | TH13/TH14 | Included in Acid Wash & Elution Package
971 |  | D35-TE-31101 | TEMP. SENSOR - RTD | D35-HTR-006 |  |  | D35-13-2470 | ENDRESS + HAUSER | TH13/TH14 | Included in Acid Wash & Elution Package
972 |  | D35-TE-31102 | TEMP. SENSOR - RTD | D35-HTR-006 |  |  | D35-13-2470 | ENDRESS + HAUSER | TH13/TH14 | Included in Acid Wash & Elution Package
973 |  | D35-TE-31104 | TEMP. SENSOR - RTD | D35-HTR-006 |  |  | D35-13-2470 | ENDRESS + HAUSER | TH13/TH14 | Included in Acid Wash & Elution Package
974 |  | D35-TE-31109 | TEMP. SENSOR - RTD | D35-HTR-007 |  |  | D35-13-2470 | ENDRESS + HAUSER | TH13/TH14 | Included in Acid Wash & Elution Package
975 |  | D35-TE-31110 | TEMP. SENSOR - RTD | D35-HTR-007 |  |  | D35-13-2470 | ENDRESS + HAUSER | TH13/TH14 | Included in Acid Wash & Elution Package
976 |  | D35-TE-31112 | TEMP. SENSOR - RTD | D35-HTR-007 |  |  | D35-13-2470 | ENDRESS + HAUSER | TH13/TH14 | Included in Acid Wash & Elution Package
977 |  | D35-TE-31117 | TEMP. SENSOR - RTD | D35-HTR-008 |  |  | D35-13-2470 | ENDRESS + HAUSER | TH13/TH14 | Included in Acid Wash & Elution Package
978 |  | D35-TE-31118 | TEMP. SENSOR - RTD | D35-HTR-008 |  |  | D35-13-2470 | ENDRESS + HAUSER | TH13/TH14 | Included in Acid Wash & Elution Package
979 |  | D35-TE-31120 | TEMP. SENSOR - RTD | D35-HTR-008 |  |  | D35-13-2470 | ENDRESS + HAUSER | TH13/TH14 | Included in Acid Wash & Elution Package
980 |  | D35-TE-31125 | TEMP. SENSOR - RTD | D35-HTR-009 |  |  | D35-13-2470 | ENDRESS + HAUSER | TH13/TH14 | Included in Acid Wash & Elution Package
981 |  | D35-TE-31126 | TEMP. SENSOR - RTD | D35-HTR-009 |  |  | D35-13-2470 | ENDRESS + HAUSER | TH13/TH14 | Included in Acid Wash & Elution Package
982 |  | D35-TE-31128 | TEMP. SENSOR - RTD | D35-HTR-009 |  |  | D35-13-2470 | ENDRESS + HAUSER | TH13/TH14 | Included in Acid Wash & Elution Package
983 |  | D35-TI-30503 | TEMP. TRANS | D35-TNK-029 |  |  | D35-13-2440 | WINTERS INSTRUMENTS | TBM | Included in Acid Wash & Elution Package
984 |  | D35-TI-31001 | INDICATOR/LIGHT - ??? |  |  |  | D35-13-2460 | WINTERS INSTRUMENTS | TBM | Included in Acid Wash & Elution Package
985 |  | D35-TI-31005 | INDICATOR/LIGHT - ??? |  |  |  | D35-13-2460 | WINTERS INSTRUMENTS | TBM | Included in Acid Wash & Elution Package
986 |  | D35-TI-31009 | INDICATOR/LIGHT - ??? |  |  |  | D35-13-2460 | WINTERS INSTRUMENTS | TBM | Included in Acid Wash & Elution Package
987 |  | D35-TI-31015 | INDICATOR/LIGHT - ??? |  |  |  | D35-13-2460 | WINTERS INSTRUMENTS | TBM | Included in Acid Wash & Elution Package
988 |  | D35-TI-31019 | INDICATOR/LIGHT - ??? |  |  |  | D35-13-2460 | WINTERS INSTRUMENTS | TBM | Included in Acid Wash & Elution Package
989 |  | D35-TI-31027 | INDICATOR/LIGHT - ??? |  |  |  | D35-13-2460 | WINTERS INSTRUMENTS | TBM | Included in Acid Wash & Elution Package
990 |  | D35-TI-31028 | INDICATOR/LIGHT - ??? |  |  |  | D35-13-2460 | WINTERS INSTRUMENTS | TBM | Included in Acid Wash & Elution Package
991 |  | D35-TI-31107 | INDICATOR/LIGHT - ??? | D35-HTR-006 |  |  | D35-13-2470 | WINTERS INSTRUMENTS | TBM | Included in Acid Wash & Elution Package
992 |  | D35-TI-31115 | INDICATOR/LIGHT - ??? | D35-HTR-007 |  |  | D35-13-2470 | WINTERS INSTRUMENTS | TBM | Included in Acid Wash & Elution Package
993 |  | D35-TI-31123 | INDICATOR/LIGHT - ??? | D35-HTR-008 |  |  | D35-13-2470 | WINTERS INSTRUMENTS | TBM | Included in Acid Wash & Elution Package
994 |  | D35-TI-31131 | INDICATOR/LIGHT - ??? | D35-HTR-009 |  |  | D35-13-2470 | WINTERS INSTRUMENTS | TBM | Included in Acid Wash & Elution Package
995 |  | D35-TIT-30104 | TEMP. TRANS | D35-CAR-001 |  |  | D35-13-2420 | ENDRESS + HAUSER | iTemp TMT72 | Included in Acid Wash & Elution Package
996 |  | D35-TIT-30304 | TEMP. TRANS | D35-CAR-002 |  |  | D35-13-2430 | ENDRESS + HAUSER | iTemp TMT72 | Included in Acid Wash & Elution Package
997 |  | D35-TIT-30502 | TEMP. TRANS | D35-TNK-029 |  |  | D35-13-2440 | ENDRESS + HAUSER | iTemp TMT72 | Included in Acid Wash & Elution Package
998 |  | D35-TY-31103 | SOFT TAG COMMAND SIGNAL | D35-HTR-006 |  |  | D35-13-2470 |  |  | Included in Acid Wash & Elution Package
999 |  | D35-TY-31111 | SOFT TAG COMMAND SIGNAL | D35-HTR-007 |  |  | D35-13-2470 |  |  | Included in Acid Wash & Elution Package
1000 |  | D35-TY-31119 | SOFT TAG COMMAND SIGNAL | D35-HTR-008 |  |  | D35-13-2470 |  |  | Included in Acid Wash & Elution Package
1001 |  | D35-TY-31127 | SOFT TAG COMMAND SIGNAL | D35-HTR-009 |  |  | D35-13-2470 |  |  | Included in Acid Wash & Elution Package
1002 |  | D35-YB-30061 | INDICATOR/LIGHT - ??? | D35-TNK-026 |  |  | D35-13-2410 | ALLEN-BRADLEY | 855H-B-A 10 D | Included in Acid Wash & Elution Package
1003 | 00 MOD | D35-YB-30161 | BELL, BUZZER | D35-CAR-001 |  |  | D35-13-2420 | ALLEN-BRADLEY | 855H-B-A 10 D | Included in Acid Wash & Elution Package
1004 |  | D35-YB-30361 | BELL, BUZZER |  |  |  | D35-13-2430 | ALLEN-BRADLEY | 855H-B-A 10 D | Included in Acid Wash & Elution Package
1005 |  | D35-YB-30961 | INDICATOR/LIGHT - ??? |  |  |  | D35-13-2450 | ALLEN-BRADLEY | 855H-B-A 10 D | Included in Acid Wash & Elution Package
1006 |  | D35-YB-30962 | INDICATOR/LIGHT - ??? |  |  |  | D35-13-2450 | ALLEN-BRADLEY | 855H-B-A 10 D | Included in Acid Wash & Elution Package
1007 |  | D35-YB-31061 | BELL, BUZZER |  |  |  | D35-13-2460 | ALLEN-BRADLEY | 855H-B-A 10 D | Included in Acid Wash & Elution Package
1008 |  | D35-YL-30051 | INDICATOR/LIGHT - ??? | D35-TNK-026 |  |  | D35-13-2410 | FEDERAL SIGNAL | 151XST | Included in Acid Wash & Elution Package
1009 | 00 MOD | D35-YL-30151 | INDICATOR/LIGHT - ??? | D35-CAR-001 |  |  | D35-13-2420 | FEDERAL SIGNAL | 151XST | Included in Acid Wash & Elution Package
1010 |  | D35-YL-30351 | INDICATOR/LIGHT - ??? |  |  |  | D35-13-2430 | FEDERAL SIGNAL | 151XST | Included in Acid Wash & Elution Package
1011 |  | D35-YL-30951 | INDICATOR/LIGHT - ??? |  |  |  | D35-13-2450 | FEDERAL SIGNAL | 151XST | Included in Acid Wash & Elution Package
1012 |  | D35-YL-30952 | INDICATOR/LIGHT - ??? |  |  |  | D35-13-2450 | FEDERAL SIGNAL | 151XST | Included in Acid Wash & Elution Package
1013 |  | D35-YL-31051 | INDICATOR/LIGHT - ??? |  |  |  | D35-13-2460 | FEDERAL SIGNAL | 151XST | Included in Acid Wash & Elution Package
1014 |  | D35-YS-60631 | CONTACT SW - ??? | D35-AIR-031 |  |  | D91-13-4460 |  |  | Included in Acid Wash & Elution Package
1015 | 00 MOD | D35-YV-30031 | Valve ON/OFF (NO) - BALL - PNEU - FI | D35-TNK-026 | 40-CAC-PC2-5205 |  | D35-13-2410 | NELES | TBD | Included in Acid Wash & Elution Package
1016 | 00 MOD | D35-YV-30032 | Valve ON/OFF (NO) - BALL - PNEU - FI | D35-TNK-026 | 160-WTR-PC15-4445 |  | D35-13-2410 | NELES | TBD | Included in Acid Wash & Elution Package
1017 | 00 MOD | D35-YV-30033 | Valve ON/OFF (NO) - BALL - PNEU - FI | D35-TNK-026 |  |  | D35-13-2410 | NELES | TBD | Included in Acid Wash & Elution Package
1018 | 00 MOD | D35-YV-30034 | Valve ON/OFF (NO) - BALL - PNEU - FI | D35-TNK-026 |  |  | D35-13-2410 | NELES | TBD | Included in Acid Wash & Elution Package
1019 | 00 MOD | D35-YV-30036 | Valve ON/OFF (NO) - BALL - PNEU - FI | D35-TNK-026 |  |  | D35-13-2410 | NELES | TBD | Included in Acid Wash & Elution Package
1020 | 00 MOD | D35-YV-30037 | Valve ON/OFF (NO) - BALL - PNEU - FI | D35-TNK-026 |  |  | D35-13-2410 | NELES | TBD | Included in Acid Wash & Elution Package
1021 | 00 MOD | D35-YV-30038 | Valve ON/OFF (NO) - BALL - PNEU - FI | D35-TNK-026 |  |  | D35-13-2410 | NELES | TBD | Included in Acid Wash & Elution Package
1022 | 00 MOD | D35-YV-30039 | Valve ON/OFF (NO) - BALL - PNEU - FI | D35-TNK-026 |  |  | D35-13-2410 | NELES | TBD | Included in Acid Wash & Elution Package
1023 | 00 MOD | D35-YV-30041 | Valve ON/OFF (NC) - BALL - PNEU - FI | D35-TNK-026 | 100-CAC-PC2-3040 |  | D35-13-2410 | NELES | TBD
1024 | 00 MOD | D35-YV-30042 | Valve ON/OFF (NO) - BALL - PNEU - FI | D35-TNK-026 |  |  | D35-13-2410 | NELES | TBD | Included in Acid Wash & Elution Package
1025 | 00 MOD | D35-YV-30131 | Valve ON/OFF (NO) - BALL - PNEU - FI | D35-CAR-001 |  |  | D35-13-2420 | NELES | TBD | Included in Acid Wash & Elution Package
1026 | 00 MOD | D35-YV-30132 | Valve ON/OFF (NO) - BFY - PNEU - FI | D35-CAR-001 | 110-WTR-PC15-4446 |  | D35-13-2420 | KEYSTONE | TBD
1027 | 00 MOD | D35-YV-30133 | Valve ON/OFF (NO) - BALL - PNEU - FI | D35-CAR-001 |  |  | D35-13-2420 | NELES | TBD | Included in Acid Wash & Elution Package
1028 | 00 MOD | D35-YV-30134 | Valve ON/OFF (NO) - BALL - PNEU - FI | D35-CAR-001 |  |  | D35-13-2420 | NELES | TBD | Included in Acid Wash & Elution Package
1029 | 00 MOD | D35-YV-30135 | Valve ON/OFF (NO) - BALL - PNEU - FI | D35-CAR-001 |  |  | D35-13-2420 | NELES | TBD | Included in Acid Wash & Elution Package
1030 | 00 MOD | D35-YV-30136 | Valve ON/OFF (NO) - BALL - PNEU - FI | D35-CAR-001 |  |  | D35-13-2420 | NELES | TBD | Included in Acid Wash & Elution Package
1031 | 00 MOD | D35-YV-30137 | Valve ON/OFF (NC) - BALL - PNEU - FI | D35-CAR-001 |  |  | D35-13-2420 | NELES | TBD | Included in Acid Wash & Elution Package
1032 |  | D35-YV-30331 | Valve ON/OFF (NO) - BALL - PNEU - FI |  |  |  | D35-13-2430 | NELES | TBD | Included in Acid Wash & Elution Package
1033 |  | D35-YV-30332 | Valve ON/OFF (NO) - BFY - PNEU - FI |  | 110-WTR-PC15-4463 |  | D35-13-2430 | KEYSTONE | TBD
1034 |  | D35-YV-30333 | Valve ON/OFF (NO) - BALL - PNEU - FI |  |  |  | D35-13-2430 | NELES | TBD | Included in Acid Wash & Elution Package
1035 |  | D35-YV-30334 | Valve ON/OFF (NO) - BALL - PNEU - FI |  |  |  | D35-13-2430 | NELES | TBD | Included in Acid Wash & Elution Package
1036 |  | D35-YV-30335 | Valve ON/OFF (NC) - BALL - PNEU - FI |  |  |  | D35-13-2430 | NELES | TBD | Included in Acid Wash & Elution Package
1037 |  | D35-YV-30336 | Valve ON/OFF (NO) - BALL - PNEU - FI |  |  |  | D35-13-2430 | NELES | TBD | Included in Acid Wash & Elution Package
1038 |  | D35-YV-30337 | Valve ON/OFF (NO) - BALL - PNEU - FI |  |  |  | D35-13-2430 | NELES | TBD | Included in Acid Wash & Elution Package
1039 |  | D35-YV-30338 | Valve ON/OFF (NO) - BALL - PNEU - FI |  |  |  | D35-13-2430 | NELES | TBD | Included in Acid Wash & Elution Package
1040 |  | D35-YV-30432 | Valve ON/OFF (NO) - BALL - PNEU - FI |  |  |  | D35-13-2430 | NELES | TBD | Included in Acid Wash & Elution Package
1041 |  | D35-YV-30434 | Valve ON/OFF (NO) - BALL - PNEU - FI |  |  |  | D35-13-2430 | NELES | TBD | Included in Acid Wash & Elution Package
1042 |  | D35-YV-30435 | Valve ON/OFF (NO) - BALL - PNEU - FI |  |  |  | D35-13-2430 | NELES | TBD | Included in Acid Wash & Elution Package
1043 |  | D35-YV-30436 | Valve ON/OFF (NO) - BALL - PNEU - FI |  |  |  | D35-13-2430 | NELES | TBD | Included in Acid Wash & Elution Package
1044 |  | D35-YV-30531 | Valve ON/OFF (NO) - BALL - PNEU - FI |  | 50-CCS-CC35-M-5121 |  | D35-13-2440 | NELES | TBD
1045 |  | D35-YV-30532 | Valve ON/OFF (NO) - BALL - PNEU - FI |  | 50-CCA-CC34-5309 |  | D35-13-2440 | NELES | TBD
1046 |  | D35-YV-30533 | Valve ON/OFF (NO) - BALL - PNEU - FI |  | 160-WTR-PC15-4442 |  | D35-13-2440 | NELES | TBD
1047 |  | D35-YV-30534 | Valve ON/OFF (NC) - BALL - PNEU - FI |  |  |  | D35-13-2440 | NELES | TBD | Included in Acid Wash & Elution Package
1048 |  | D35-YV-30632 | Valve ON/OFF (NO) - BALL - PNEU - FI |  |  |  | D35-13-2440 | NELES | TBD | Included in Acid Wash & Elution Package
1049 |  | D35-YV-30633 | Valve ON/OFF (NO) - BALL - PNEU - FI |  |  |  | D35-13-2440 | NELES | TBD | Included in Acid Wash & Elution Package
1050 |  | D35-YV-30636 | Valve ON/OFF (NC) - BALL - PNEU - FI |  |  |  | D35-13-2440 | NELES | TBD | Included in Acid Wash & Elution Package
1051 |  | D35-YV-30637 | Valve ON/OFF (NC) - BALL - PNEU - FI |  |  |  | D35-13-2440 | NELES | TBD | Included in Acid Wash & Elution Package
1052 |  | D35-YV-30639 | Valve ON/OFF (NO) - BALL - PNEU - FI |  |  |  | D35-13-2440 | NELES | TBD | Included in Acid Wash & Elution Package
1053 |  | D35-YV-30641 | Valve ON/OFF (NO) - BALL - PNEU - FI |  |  |  | D35-13-2440 | NELES | TBD | Included in Acid Wash & Elution Package
1054 |  | D35-YV-30731 | Valve ON/OFF (NO) - BALL - PNEU - FI |  |  |  | D35-13-2450 | NELES | TBD | Included in Acid Wash & Elution Package
1055 |  | D35-YV-30732 | Valve ON/OFF (NC) - BALL - PNEU - FI |  |  |  | D35-13-2450 | NELES | TBD | Included in Acid Wash & Elution Package
1056 |  | D35-YV-30733 | Valve ON/OFF (NO) - BALL - PNEU - FI |  |  |  | D35-13-2450 | NELES | TBD | Included in Acid Wash & Elution Package
1057 |  | D35-YV-30734 | Valve ON/OFF (NO) - BALL - PNEU - FI |  |  |  | D35-13-2450 | NELES | TBD | Included in Acid Wash & Elution Package
1058 |  | D35-YV-30735 | Valve ON/OFF (NO) - BALL - PNEU - FI |  |  |  | D35-13-2450 | NELES | TBD | Included in Acid Wash & Elution Package
1059 |  | D35-YV-30736 | Valve ON/OFF (NC) - BALL - PNEU - FI |  |  |  | D35-13-2450 | NELES | TBD | Included in Acid Wash & Elution Package
1060 |  | D35-YV-30737 | Valve ON/OFF (NO) - BALL - PNEU - FI |  |  |  | D35-13-2450 | NELES | TBD | Included in Acid Wash & Elution Package
1061 |  | D35-YV-30738 | Valve ON/OFF (NO) - BALL - PNEU - FI |  |  |  | D35-13-2450 | NELES | TBD | Included in Acid Wash & Elution Package
1062 |  | D35-YV-30739 | Valve ON/OFF (NO) - BALL - PNEU - FI |  |  |  | D35-13-2450 | NELES | TBD | Included in Acid Wash & Elution Package
1063 |  | D35-YV-30741 | Valve ON/OFF (NO) - BALL - PNEU - FI |  |  |  | D35-13-2450 | NELES | TBD | Included in Acid Wash & Elution Package
1064 |  | D35-YV-30742 | Valve ON/OFF (NO) - BALL - PNEU - FI |  |  |  | D35-13-2450 | NELES | TBD | Included in Acid Wash & Elution Package
1065 |  | D35-YV-30831 | Valve ON/OFF (NO) - BALL - PNEU - FI |  |  |  | D35-13-2450 | NELES | TBD | Included in Acid Wash & Elution Package
1066 |  | D35-YV-30832 | Valve ON/OFF (NO) - BALL - PNEU - FI |  |  |  | D35-13-2450 | NELES | TBD | Included in Acid Wash & Elution Package
1067 |  | D35-YV-30833 | Valve ON/OFF (NC) - BALL - PNEU - FI |  |  |  | D35-13-2450 | NELES | TBD | Included in Acid Wash & Elution Package
1068 |  | D35-YV-30834 | Valve ON/OFF (NO) - BALL - PNEU - FI |  |  |  | D35-13-2450 | NELES | TBD | Included in Acid Wash & Elution Package
1069 |  | D35-YV-30835 | Valve ON/OFF (NO) - BALL - PNEU - FI |  |  |  | D35-13-2450 | NELES | TBD | Included in Acid Wash & Elution Package
1070 |  | D35-YV-30836 | Valve ON/OFF (NC) - BALL - PNEU - FI |  |  |  | D35-13-2450 | NELES | TBD | Included in Acid Wash & Elution Package
1071 |  | D35-YV-30837 | Valve ON/OFF (NO) - BALL - PNEU - FI |  |  |  | D35-13-2450 | NELES | TBD | Included in Acid Wash & Elution Package
1072 |  | D35-YV-30838 | Valve ON/OFF (NO) - BALL - PNEU - FI |  |  |  | D35-13-2450 | NELES | TBD | Included in Acid Wash & Elution Package
1073 |  | D35-YV-30839 | Valve ON/OFF (NO) - BALL - PNEU - FI |  |  |  | D35-13-2450 | NELES | TBD | Included in Acid Wash & Elution Package
1074 |  | D35-YV-30841 | Valve ON/OFF (NO) - BALL - PNEU - FI |  |  |  | D35-13-2450 | NELES | TBD | Included in Acid Wash & Elution Package
1075 |  | D35-YV-30842 | Valve ON/OFF (NO) - BALL - PNEU - FI |  |  |  | D35-13-2450 | NELES | TBD | Included in Acid Wash & Elution Package
1076 |  | D35-YV-30931 | Valve ON/OFF (NO) - BALL - PNEU - FI |  |  |  | D35-13-2450 | NELES | TBD | Included in Acid Wash & Elution Package
1077 |  | D35-YV-30932 | Valve ON/OFF (NO) - BALL - PNEU - FI |  |  |  | D35-13-2450 | NELES | TBD | Included in Acid Wash & Elution Package
1078 |  | D35-YV-30933 | Valve ON/OFF (NC) - BALL - PNEU - FI |  |  |  | D35-13-2450 | NELES | TBD | Included in Acid Wash & Elution Package
1079 |  | D35-YV-31031 | Valve ON/OFF (NO) - BALL - PNEU - FI |  |  |  | D35-13-2460 | NELES | TBD | Included in Acid Wash & Elution Package
1080 |  | D35-YV-31032 | Valve MODU - BALL - PNEU - FC |  |  |  | D35-13-2460 | FISHER (EMERSON) | V150 | Included in Acid Wash & Elution Package
1081 |  | D35-YV-31033 | Valve ON/OFF (NO) - BFY - PNEU - FI |  |  |  | D35-13-2460 | KEYSTONE | TBD | Included in Acid Wash & Elution Package
1082 |  | D35-YV-31034 | Valve ON/OFF (NO) - BFY - PNEU - FI |  |  |  | D35-13-2460 | KEYSTONE | TBD | Included in Acid Wash & Elution Package
1083 |  | D35-ZSC-30431 | POSITION SW - ??? |  |  |  | D35-13-2430 | STONEL | QUARTZ | Included in Acid Wash & Elution Package
1084 |  | D35-ZSC-30433 | POSITION SW - ??? |  |  |  | D35-13-2430 | STONEL | QUARTZ | Included in Acid Wash & Elution Package
1085 |  | D35-ZSC-30631 | POSITION SW - ??? |  |  |  | D35-13-2440 | STONEL | QUARTZ | Included in Acid Wash & Elution Package
1086 |  | D35-ZSC-30634 | POSITION SW - ??? |  |  |  | D35-13-2440 | STONEL | QUARTZ | Included in Acid Wash & Elution Package
1087 |  | D35-ZSC-30635 | POSITION SW - ??? |  |  |  | D35-13-2440 | STONEL | QUARTZ | Included in Acid Wash & Elution Package
1088 |  | D35-ZSC-30638 | POSITION SW - ??? |  |  |  | D35-13-2440 | STONEL | QUARTZ | Included in Acid Wash & Elution Package
1089 |  | D35-ZSC-31231 | POSITION SW - ??? |  | XX-WCO-PC15-4801 |  | D35-13-2480 | TOPWORX | TBD
1090 |  | D35-ZSC-31232 | POSITION SW - ??? |  | XX-WCO-PC15-4802 |  | D35-13-2480 | TOPWORX | TBD
1091 |  | D35-ZSC-31233 | POSITION SW - ??? |  | XX-WCO-PC15-4803 |  | D35-13-2480 | TOPWORX | TBD
1092 |  | D35-ZSC-31234 | POSITION SW - ??? |  | XX-WCO-PC15-4804 |  | D35-13-2480 | TOPWORX | TBD
1093 |  | D35-ZSO-30431 | POSITION SW - ??? |  |  |  | D35-13-2430 | STONEL | QUARTZ | Included in Acid Wash & Elution Package
1094 |  | D35-ZSO-30433 | POSITION SW - ??? |  |  |  | D35-13-2430 | STONEL | QUARTZ | Included in Acid Wash & Elution Package
1095 |  | D35-ZSO-30631 | POSITION SW - ??? |  |  |  | D35-13-2440 | STONEL | QUARTZ | Included in Acid Wash & Elution Package
1096 |  | D35-ZSO-30634 | POSITION SW - ??? |  |  |  | D35-13-2440 | STONEL | QUARTZ | Included in Acid Wash & Elution Package
1097 |  | D35-ZSO-30635 | POSITION SW - ??? |  |  |  | D35-13-2440 | STONEL | QUARTZ | Included in Acid Wash & Elution Package
1098 |  | D35-ZSO-30638 | POSITION SW - ??? |  |  |  | D35-13-2440 | STONEL | QUARTZ | Included in Acid Wash & Elution Package
1099 |  | D35-ZSO-31231 | POSITION SW - ??? |  | XX-WCO-PC15-4801 |  | D35-13-2480 | TOPWORX | TBD
1100 |  | D35-ZSO-31232 | POSITION SW - ??? |  | XX-WCO-PC15-4802 |  | D35-13-2480 | TOPWORX | TBD
1101 |  | D35-ZSO-31233 | POSITION SW - ??? |  | XX-WCO-PC15-4803 |  | D35-13-2480 | TOPWORX | TBD
1102 |  | D35-ZSO-31234 | POSITION SW - ??? |  | XX-WCO-PC15-4804 |  | D35-13-2480 | TOPWORX | TBD
1103 |  | D40-FE-33105 | FLOW TRANS - ??? |  |  |  | D40-13-2520 |  |  | Included in instrument
1104 |  | D40-FE-33401 | FLOW SENSOR - ??? |  | 25-WTR-CC36-V-4438 |  | D40-13-2550 |  |  | Included in instrument
1105 |  | D40-FE-33501 | FLOW SENSOR - ??? |  | 90-WTR-PC15-4437 |  | D40-13-2550 |  |  | Included in instrument
1106 |  | D40-FE-33503 | FLOW SENSOR - ??? |  | 110-WTR-PC15-4439 |  | D40-13-2550 |  |  | Included in instrument
1107 |  | D40-FIT-33105 | FLOW TRANS - INLINE - MAGNETIC |  |  |  | D40-13-2520 | KROHNE | TBD | Included in Carbon Regeneration Package
1108 |  | D40-FIT-33401 | FLOW TRANS - INLINE - MAGNETIC |  | 25-WTR-CC36-V-4438 |  | D40-13-2550 | KROHNE | TBD | Included in Carbon Regeneration Package
1109 |  | D40-FIT-33501 | FLOW TRANS - INLINE - MAGNETIC |  | 90-WTR-PC15-4437 |  | D40-13-2550 | KROHNE | TBD | Included in Carbon Regeneration Package
1110 |  | D40-FIT-33503 | FLOW TRANS - INLINE - MAGNETIC |  | 110-WTR-PC15-4439 |  | D40-13-2550 | KROHNE | TBD
1111 |  | D40-GT-33071 | CAMERA |  |  |  | D40-13-2510 |  |  | Included in Carbon Regeneration Package
1112 |  | D40-HK-33010 | PUSHBUTTON STATION | D40-SCN-026 |  |  | D40-13-2510 | ALLEN-BRADLEY | TBD | Included in Carbon Regeneration Package
1113 |  | D40-HK-33110 | PUSHBUTTON STATION | D40-PSL-038 |  |  | D40-13-2520 | ALLEN-BRADLEY | TBD | Included in Carbon Regeneration Package
1114 |  | D40-HK-33120 | PUSHBUTTON STATION | D40-PMP-016 |  |  | D40-13-2520 | ALLEN-BRADLEY | TBD | Included in Carbon Regeneration Package
1115 |  | D40-HK-33210 | PUSHBUTTON STATION | D40-KLN-001A |  |  | D40-13-2530 | ALLEN-BRADLEY | TBD | Included in Carbon Regeneration Package
1116 |  | D40-HK-33220 | PUSHBUTTON STATION | D40-KLN-001 |  |  | D40-13-2530 | ALLEN-BRADLEY | TBD | Included in Carbon Regeneration Package
1117 |  | D40-HK-33230 | PUSHBUTTON STATION | D40-PSL-036 |  |  | D40-13-2530 | ALLEN-BRADLEY | TBD | Included in Carbon Regeneration Package
1118 |  | D40-HK-33310 | PUSHBUTTON STATION | D40-AGI-033 |  |  | D40-13-2540 | ALLEN-BRADLEY | TBD | Included in Carbon Regeneration Package
1119 |  | D40-HK-33410 | PUSHBUTTON STATION | D40-SCN-027 |  |  | D40-13-2550 | ALLEN-BRADLEY | TBD | Included in Carbon Regeneration Package
1120 |  | D40-HK-33510 | PUSHBUTTON STATION | D40-PSL-037 |  |  | D40-13-2550 | ALLEN-BRADLEY | TBD | Included in Carbon Regeneration Package
1121 |  | D40-HK-33610 | PUSHBUTTON STATION | D40-FAN-016 |  |  | D40-13-2560 | ALLEN-BRADLEY | TBD | Included in Carbon Regeneration Package
1122 |  | D40-HK-34510 | PUSHBUTTON STATION | D40-PSU-026 |  |  | D40-13-2520 | ALLEN-BRADLEY | TBD
1123 |  | D40-HK-34520 | PUSHBUTTON STATION | D40-PSU-027 |  |  | D40-13-2540 | ALLEN-BRADLEY | TBD
1124 |  | D40-LE-34501 | LEVEL SENSOR | D40-PSU-026 |  |  | D40-13-2520 | ENDRESS + HAUSER | TBD | Included in instrument
1125 |  | D40-LE-34502 | LEVEL SENSOR | D40-PSU-027 |  |  | D40-13-2540 | ENDRESS + HAUSER | TBD | Included in instrument
1126 |  | D40-LIT-33101 | LEVEL TRANS - NON-GUIDED RADAR | D40-TNK-035 |  |  | D40-13-2520 | ENDRESS + HAUSER | TBD | Included in Carbon Regeneration Package
1127 |  | D40-LIT-33201 | LEVEL TRANS - NON-GUIDED RADAR | D40-TNK-032 |  |  | D40-13-2530 | ENDRESS + HAUSER | TBD | Included in Carbon Regeneration Package
1128 |  | D40-LIT-33502 | LEVEL TRANS - NON-GUIDED RADAR | D40-TNK-034 |  |  | D40-13-2550 | ENDRESS + HAUSER | TBD | Included in Carbon Regeneration Package
1129 |  | D40-LIT-34501 | LEVEL TRANS - ULTRASONIC | D40-PSU-026 |  |  | D40-13-2520 | ENDRESS + HAUSER | TBD
1130 |  | D40-LIT-34502 | LEVEL TRANS - ULTRASONIC | D40-PSU-027 |  |  | D40-13-2540 | ENDRESS + HAUSER | TBD
1131 |  | D40-PCV-33103 | VALVE MODU - ??? |  | 25-API-CC37-V-6080 |  | D40-13-2520
1132 |  | D40-PCV-33104 | VALVE MODU - ??? |  | 25-API-CC37-V-6079 |  | D40-13-2520
1133 |  | D40-PI-33102 | INDICATOR/LIGHT - ??? | D40-PSL-038 |  |  | D40-13-2520 | ENDRESS + HAUSER | TBD | Included in Carbon Regeneration Package
1134 |  | D40-PI-33603 | POSITION SW - ??? |  |  |  | D40-13-2560 | ENDRESS + HAUSER | TBD | Included in Carbon Regeneration Package
1135 |  | D40-PI-33607 | POSITION SW - ??? |  |  |  | D40-13-2560 | ENDRESS + HAUSER | TBD | Included in Carbon Regeneration Package
1136 |  | D40-PIT-33106 | PRESSURE TRANS |  |  |  | D40-13-2520 | ENDRESS + HAUSER | PMC71 | Included in Carbon Regeneration Package
1137 |  | D40-PIT-33604 | PRESSURE TRANS |  |  |  | D40-13-2560 | ENDRESS + HAUSER | PMC71 | Included in Carbon Regeneration Package
1138 |  | D40-PIT-33608 | PRESSURE TRANS |  |  |  | D40-13-2560 | ENDRESS + HAUSER | PMC71 | Included in Carbon Regeneration Package
1139 |  | D40-TE-33602 | TEMP. SENSOR - RTD |  |  |  | D40-13-2560 | ENDRESS + HAUSER | TH13/TH14 | Included in Carbon Regeneration Package
1140 |  | D40-TE-33606 | TEMP. SENSOR - RTD |  |  |  | D40-13-2560 | ENDRESS + HAUSER | TH13/TH14 | Included in Carbon Regeneration Package
1141 |  | D40-TI-33601 | INDICATOR/LIGHT - ??? |  |  |  | D40-13-2560 | WINTERS INSTRUMENTS | TBM | Included in Carbon Regeneration Package
1142 |  | D40-TI-33605 | INDICATOR/LIGHT - ??? |  |  |  | D40-13-2560 | WINTERS INSTRUMENTS | TBM | Included in Carbon Regeneration Package
1143 |  | D40-TI-33609 | INDICATOR/LIGHT - ??? |  | XX-WCO-PC15-4811 |  | D40-13-2560 | WINTERS INSTRUMENTS | TBM | Included in Carbon Regeneration Package
1144 |  | D40-YV-33031 | Valve ON/OFF (NO) - BALL - PNEU - FI |  | 25-WTR-CC36-V-4447 |  | D40-13-2510 | NELES | TBD
1145 |  | D40-YV-33131 | Valve ON/OFF (NO) - BALL - PNEU - FI |  |  |  | D40-13-2520 | NELES | TBD | Included in Carbon Regeneration Package
1146 |  | D40-YV-33132 | Valve ON/OFF (NO) - BALL - PNEU - FI | D40-TNK-035 |  |  | D40-13-2520 | NELES | TBD | Included in Carbon Regeneration Package
1147 |  | D40-YV-33133 | Valve ON/OFF (NC) - BALL - PNEU - FI | D40-TNK-035 |  |  | D40-13-2520 | NELES | TBD | Included in Carbon Regeneration Package
1148 |  | D40-YV-33134 | Valve ON/OFF (NO) - BALL - PNEU - FI |  |  |  | D40-13-2520 | NELES | TBD | Included in Carbon Regeneration Package
1149 |  | D40-YV-33135 | Valve ON/OFF (NO) - BALL - PNEU - FI |  |  |  | D40-13-2520 | NELES | TBD | Included in Carbon Regeneration Package
1150 |  | D40-YV-33231 | Valve ON/OFF (NO) - BALL - PNEU - FI |  | 15-WTR-CC36-V-4436 |  | D40-13-2530 | NELES | TBD | Included in Carbon Regeneration Package
1151 |  | D40-YV-33232 | Valve ON/OFF (NO) - BALL - PNEU - FC |  |  |  | D40-13-2530 | NELES | TBD | Included in Carbon Regeneration Package
1152 |  | D40-YV-33233 | Valve ON/OFF (NO) - BALL - PNEU - FI |  |  |  | D40-13-2530 | NELES | TBD | Included in Carbon Regeneration Package
1153 |  | D40-YV-33234 | Valve ON/OFF (NO) - BALL - PNEU - FI |  |  |  | D40-13-2530 | NELES | TBD | Included in Carbon Regeneration Package
1154 |  | D40-YV-33331 | Valve ON/OFF (NO) - BALL - PNEU - FI |  |  |  | D40-13-2540 | NELES | TBD | Included in Carbon Regeneration Package
1155 |  | D40-YV-33332 | Valve ON/OFF (NO) - BALL - PNEU - FI |  |  |  | D40-13-2540 | NELES | TBD | Included in Carbon Regeneration Package
1156 |  | D40-YV-33333 | Valve ON/OFF (NO) - BALL - PNEU - FI |  |  |  | D40-13-2540 | NELES | TBD | Included in Carbon Regeneration Package
1157 |  | D40-YV-33431 | Valve ON/OFF (NO) - BALL - PNEU - FI |  | 25-WTR-CC36-V-4438 |  | D40-13-2550 | NELES | TBD | Included in Carbon Regeneration Package
1158 |  | D40-YV-33531 | Valve ON/OFF (NO) - BFY - PNEU - FI |  | 90-WTR-PC15-4437 |  | D40-13-2550 | KEYSTONE | TBD | Included in Carbon Regeneration Package
1159 |  | D40-YV-33532 | Valve ON/OFF (NO) - BFY - PNEU - FI |  | 110-WTR-PC15-4439 |  | D40-13-2550 | KEYSTONE | TBD
1160 |  | D40-YV-33533 | Valve ON/OFF (NO) - BALL - PNEU - FI |  | 110-WTR-PC15-4439 |  | D40-13-2550 | NELES | TBD | Included in Carbon Regeneration Package
1161 |  | D40-YV-33534 | Valve ON/OFF (NO) - BALL - PNEU - FI |  | 110-WTR-PC15-4439 |  | D40-13-2550 | NELES | TBD | Included in Carbon Regeneration Package
1162 |  | D40-YV-33631 | Valve ON/OFF (NO) - BFY - PNEU - FI |  | XX-WCO-PC15-4805 |  | D40-13-2560 | KEYSTONE | TBD | Included in Carbon Regeneration Package
1163 |  | D50-AIT-35009 | GAZ DETECTOR |  |  |  | D50-13-2610 | SCOTT HEALTH & SAFETY | FREEDOM 5600
1164 |  | D50-AIT-35201 | ANALYZER - ??? |  |  |  | D50-13-2630 | ENDRESS + HAUSER | TBD | Included with Electrowinning Package
1165 |  | D50-AIT-35705 | ANALYZER - ??? |  |  |  | D50-13-2660 | ENDRESS + HAUSER | TBD | Included with Electrowinning Package
1166 |  | D50-DIT-35101 | DENSITY TRANS - ??? |  |  |  | D50-13-2620 |  |  | Included with Electrowinning Package
1167 |  | D50-DX-35101 | ??? |  |  |  | D50-13-2620 |  |  | Included with Electrowinning Package
1168 |  | D50-EIT-35002 | VOLTAGE TRANS | D50-EWC-001 |  |  | D50-13-2610 |  |  | Included with Electrowinning Package
1169 |  | D50-EIT-35004 | VOLTAGE TRANS | D50-EWC-002 |  |  | D50-13-2610 |  |  | Included with Electrowinning Package
1170 |  | D50-EIT-35006 | VOLTAGE TRANS | D50-EWC-003 |  |  | D50-13-2610 |  |  | Included with Electrowinning Package
1171 |  | D50-EIT-35008 | VOLTAGE TRANS | D50-EWC-004 |  |  | D50-13-2610 |  |  | Included with Electrowinning Package
1172 |  | D50-FE-35104 | FLOW SENSOR - ??? |  |  |  | D50-13-2620 |  |  | Included in instrument
1173 |  | D50-FIT-35104 | FLOW TRANS - INLINE - MAGNETIC |  |  |  | D50-13-2620 | KROHNE | TBD | Included with Electrowinning Package
1174 |  | D50-HK-35110 | PUSHBUTTON STATION | D50-PSO-016 |  |  | D50-13-2620 | ALLEN-BRADLEY | TBD | Included with Electrowinning Package
1175 |  | D50-HK-35120 | PUSHBUTTON STATION | D50-PSO-017 |  |  | D50-13-2620 | ALLEN-BRADLEY | TBD | Included with Electrowinning Package
1176 |  | D50-HK-35210 | PUSHBUTTON STATION | D50-FAN-017 |  |  | D50-13-2630 | ALLEN-BRADLEY | TBD | Included with Electrowinning Package
1177 |  | D50-HK-35310 | PUSHBUTTON STATION | D50-PSL-041 |  |  | D50-13-2630 | ALLEN-BRADLEY | TBD | Included with Electrowinning Package
1178 |  | D50-HK-35510 | PUSHBUTTON STATION | D50-PMP-022 |  |  | D50-13-2650 | ALLEN-BRADLEY | TBD | Included with Electrowinning Package
1179 |  | D50-HK-35710 | PUSHBUTTON STATION | D50-BAG-011A |  |  | D50-13-2660 | ALLEN-BRADLEY | TBD | Included with Electrowinning Package
1180 |  | D50-HK-35720 | PUSHBUTTON STATION | D50-BAG-011D |  |  | D50-13-2660 | ALLEN-BRADLEY | TBD | Included with Electrowinning Package
1181 |  | D50-HK-36010 | PUSHBUTTON STATION | D50-PSU-031 |  |  | D50-13-2630 | ALLEN-BRADLEY | TBD
1182 |  | D50-HK-36020 | PUSHBUTTON STATION | D50-PSU-032 |  |  | D50-13-2650 | ALLEN-BRADLEY | TBD
1183 |  | D50-IIT-35001 | CURRENT TRANS | D50-EWC-001 |  |  | D50-13-2610 |  |  | Included with Electrowinning Package
1184 |  | D50-IIT-35003 | CURRENT TRANS | D50-EWC-002 |  |  | D50-13-2610 |  |  | Included with Electrowinning Package
1185 |  | D50-IIT-35005 | CURRENT TRANS | D50-EWC-003 |  |  | D50-13-2610 |  |  | Included with Electrowinning Package
1186 |  | D50-IIT-35007 | CURRENT TRANS | D50-EWC-004 |  |  | D50-13-2610 |  |  | Included with Electrowinning Package
1187 |  | D50-LE-36001 | LEVEL SENSOR | D50-PSU-031 |  |  | D50-13-2630 | ENDRESS + HAUSER | TBD | Included in instrument
1188 |  | D50-LE-36002 | LEVEL SENSOR | D50-PSU-032 |  |  | D50-13-2650 | ENDRESS + HAUSER | TBD | Included in instrument
1189 |  | D50-LIT-35101 | LEVEL TRANS - NON-GUIDED RADAR | D50-PBX-011 |  |  | D50-13-2620 | ENDRESS + HAUSER | TBD | Included with Electrowinning Package
1190 |  | D50-LIT-35301 | LEVEL TRANS - NON-GUIDED RADAR | D50-TNK-042 |  |  | D50-13-2630 | ENDRESS + HAUSER | TBD | Included with Electrowinning Package
1191 |  | D50-LIT-36001 | LEVEL TRANS - ULTRASONIC | D50-PSU-031 |  |  | D50-13-2630 | ENDRESS + HAUSER | TBD
1192 |  | D50-LIT-36002 | LEVEL TRANS - ULTRASONIC | D50-PSU-032 |  |  | D50-13-2650 | ENDRESS + HAUSER | TBD
1193 |  | D50-LSH-35703 | LEVEL SW - VIBRATING ROD SOLID | D50-BAG-011A |  |  | D50-13-2660 | ENDRESS + HAUSER | FTM20 | Included with Electrowinning Package
1194 |  | D50-LSLL-35501 | LEVEL SW - VIBRATING FORK LIQUID | D50-TNK-041 |  |  | D50-13-2650 | ENDRESS + HAUSER | FTL50/FTL51 | Included with Electrowinning Package
1195 |  | D50-MCV-60731 | Valve ON/OFF (NC) - SOLENOID | D50-AIR-036 |  |  | D91-13-4460 |  |  | Included with Electrowinning Package
1196 |  | D50-PCV-35401 | VALVE MODU - ??? |  | 25-API-CC37-V-6083 |  | D50-13-2640
1197 |  | D50-PCV-35402 | VALVE MODU - ??? |  | 25-API-CC37-V-6082 |  | D50-13-2640
1198 |  | D50-PCV-35701 | VALVE MODU - ??? |  | 25-API-CC37-V-6085 |  | D50-13-2660 |  |  | Included with Electrowinning Package
1199 |  | D50-PDIT-35702 | PRESSURE TRANS | D50-BAG-011 |  |  | D50-13-2660 | ENDRESS + HAUSER | PMD75 | Included with Electrowinning Package
1200 |  | D50-PI-35310 | INDICATOR/LIGHT - ??? |  |  |  | D50-13-2630 | ENDRESS + HAUSER | TBD | Included with Electrowinning Package
1201 |  | D50-PI-60703 | INDICATOR/LIGHT - ??? | D50-AIR-036 |  |  | D91-13-4460 | ENDRESS + HAUSER | TBD | Included with Electrowinning Package
1202 |  | D50-PIT-60702 | PRESSURE TRANS | D50-AIR-036 |  |  | D91-13-4460 | ENDRESS + HAUSER | PMC71 | Included with Electrowinning Package
1203 |  | D50-PSV-60701 | PRESSURE SAFETY VALVE | D50-AIR-036 |  |  | D91-13-4460 |  |  | Included with Electrowinning Package
1204 |  | D50-SE-35704 | SPEED SENSOR | D50-BAG-011A |  |  | D50-13-2660 | THERMO FISHER SCIENTIFIC | 61-22 | Included with Electrowinning Package
1205 |  | D50-SSL-35704 | SPEED SW | D50-BAG-011A |  |  | D50-13-2660 | THERMO FISHER SCIENTIFIC | 61-22 | Included in instrument (SE)
1206 |  | D50-YB-35061 | BELL, BUZZER |  |  |  | D50-13-2610 | ALLEN-BRADLEY | 855H-B-A 10 D
1207 |  | D50-YL-35051 | INDICATOR/LIGHT - ??? |  |  |  | D50-13-2610 | FEDERAL SIGNAL | 151XST
1208 |  | D50-YS-60731 | CONTACT SW - ??? | D50-AIR-036 |  |  | D91-13-4460 |  |  | Included with Electrowinning Package
1209 |  | D50-YV-35131 | Valve ON/OFF (NO) - BALL - PNEU - FI |  |  |  | D50-13-2620 | NELES | TBD | Included with Electrowinning Package
1210 |  | D50-YV-35132 | Valve ON/OFF (NC) - BALL - PNEU - FI |  |  |  | D50-13-2620 | NELES | TBD | Included with Electrowinning Package
1211 |  | D50-YV-35133 | Valve ON/OFF (NO) - BALL - PNEU - FI |  |  |  | D50-13-2620 | NELES | TBD | Included with Electrowinning Package
1212 |  | D50-YV-35134 | Valve ON/OFF (NC) - BALL - PNEU - FI |  |  |  | D50-13-2620 | NELES | TBD | Included with Electrowinning Package
1213 |  | D50-YV-35135 | Valve ON/OFF (NO) - BALL - PNEU - FI |  |  |  | D50-13-2620 | NELES | TBD | Included with Electrowinning Package
1214 |  | D50-YV-35136 | Valve ON/OFF (NC) - BALL - PNEU - FI |  |  |  | D50-13-2620 | NELES | TBD | Included with Electrowinning Package
1215 |  | D50-YV-35137 | Valve ON/OFF (NC) - BALL - PNEU - FI |  |  |  | D50-13-2620 | NELES | TBD | Included with Electrowinning Package
1216 |  | D50-YV-35138 | Valve ON/OFF (NO) - BALL - PNEU - FI |  |  |  | D50-13-2620 | NELES | TBD | Included with Electrowinning Package
1217 |  | D50-YV-35139 | Valve ON/OFF (NC) - BALL - PNEU - FI |  |  |  | D50-13-2620 | NELES | TBD | Included with Electrowinning Package
1218 |  | D50-YV-35331 | Valve ON/OFF (NO) - BALL - PNEU - FI |  |  |  | D50-13-2630 | NELES | TBD | Included with Electrowinning Package
1219 |  | D50-YV-35332 | Valve ON/OFF (NO) - BALL - PNEU - FI |  | 15-WTR-CC36-V-4448 |  | D50-13-2630 | NELES | TBD | Included with Electrowinning Package
1220 |  | D50-YV-35631 | Valve ON/OFF (NO) - BALL - PNEU - FI |  | 50-WTR-PC15-4464 |  | D50-13-2650 | NELES | TBD
1221 |  | D50-YV-35632 | Valve ON/OFF (NO) - BALL - PNEU - FI |  | 25-API-CC37-V-6084 |  | D50-13-2650 | NELES | TBD
1222 |  | D50-YV-35731 | Valve ON/OFF (NO) - SOLENOID |  | 25-API-CC37-V-6085 |  | D50-13-2660 | ASCO NUMATICS | TBD | Included with Electrowinning Package
1223 |  | D50-YV-36031 | Valve ON/OFF (NO) - KG - PNEU - FI |  | 80-SSU-CC33-V-3063 |  | D50-13-2630 | CLARKSON | TBD
1224 |  | D50-YV-36032 | Valve ON/OFF (NC) - KG - PNEU - FI |  | 80-SSU-CC33-V-3064 |  | D50-13-2630 | CLARKSON | TBD
1225 |  | D50-ZSC-35103 | POSITION SW - ??? |  |  |  | D50-13-2620 |  |  | Included with Electrowinning Package
1226 |  | D50-ZSC-35531 | POSITION SW - ??? |  |  |  | D50-13-2650 | STONEL | QUARTZ | Included with Electrowinning Package
1227 |  | D50-ZSC-35532 | POSITION SW - ??? |  |  |  | D50-13-2650 | STONEL | QUARTZ | Included with Electrowinning Package
1228 |  | D50-ZSO-35103 | POSITION SW - ??? |  |  |  | D50-13-2620 |  |  | Included with Electrowinning Package
1229 |  | D50-ZSO-35531 | POSITION SW - ??? |  |  |  | D50-13-2650 | STONEL | QUARTZ | Included with Electrowinning Package
1230 |  | D50-ZSO-35532 | POSITION SW - ??? |  |  |  | D50-13-2650 | STONEL | QUARTZ | Included with Electrowinning Package
1231 |  | D50-ZY-35102 | CONVERTER ANALOG |  |  |  | D50-13-2620 |  |  | Included with Electrowinning Package
1232 |  | D60-AE-24302 | ANALYZER SENSOR | D60-TNK-047 |  |  | D60-13-2720 | ENDRESS + HAUSER | TBD
1233 |  | D60-AE-24505 | ANALYZER SENSOR | D60-TNK-049 |  |  | D60-13-2750 | ENDRESS + HAUSER | TBD
1234 |  | D60-AE-24506 | ANALYZER SENSOR | D60-TNK-049 |  |  | D60-13-2750 | ENDRESS + HAUSER | TBD
1235 |  | D60-AE-24605 | ANALYZER SENSOR | D60-TNK-050 |  |  | D60-13-2750 | ENDRESS + HAUSER | TBD
1236 |  | D60-AE-24606 | ANALYZER SENSOR | D60-TNK-050 |  |  | D60-13-2750 | ENDRESS + HAUSER | TBD
1237 |  | D60-AE-24705 | ANALYZER SENSOR | D60-TNK-051 |  |  | D60-13-2760 | ENDRESS + HAUSER | TBD
1238 |  | D60-AE-24706 | ANALYZER SENSOR | D60-TNK-051 |  |  | D60-13-2760 | ENDRESS + HAUSER | TBD
1239 |  | D60-AE-24805 | ANALYZER SENSOR | D60-TNK-052 |  |  | D60-13-2760 | ENDRESS + HAUSER | TBD
1240 |  | D60-AE-24806 | ANALYZER SENSOR | D60-TNK-052 |  |  | D60-13-2760 | ENDRESS + HAUSER | TBD
1241 |  | D60-AE-25001 | ANALYZER SENSOR | D60-TNK-048 |  |  | D60-13-2730 | ENDRESS + HAUSER | TBD
1242 |  | D60-AIT-24302 | ANALYZER - ??? | D60-TNK-047 |  |  | D60-13-2720 | ENDRESS + HAUSER | TBD
1243 | 00 NEW | D60-AIT-24309 | GAZ DETECTOR | D60-TNK-047 |  |  | D60-13-2720 | SCOTT HEALTH & SAFETY | FREEDOM 5600
1244 |  | D60-AIT-24501 | GAZ DETECTOR | D60-TNK-049 |  |  | D60-13-2750 | SCOTT HEALTH & SAFETY | FREEDOM 5600
1245 |  | D60-AIT-24502 | GAZ DETECTOR | D60-TNK-049 |  |  | D60-13-2750 | SCOTT HEALTH & SAFETY | FREEDOM 5600
1246 |  | D60-AIT-24503 | GAZ DETECTOR | D60-TNK-049 |  |  | D60-13-2750 | SCOTT HEALTH & SAFETY | FREEDOM 5600
1247 |  | D60-AIT-24505 | ANALYZER - ??? | D60-TNK-049 |  |  | D60-13-2750 | ENDRESS + HAUSER | TBD
1248 |  | D60-AIT-24506 | ANALYZER - ??? | D60-TNK-049 |  |  | D60-13-2750 | ENDRESS + HAUSER | TBD
1249 |  | D60-AIT-24601 | GAZ DETECTOR | D60-TNK-050 |  |  | D60-13-2750 | SCOTT HEALTH & SAFETY | FREEDOM 5600
1250 |  | D60-AIT-24602 | GAZ DETECTOR | D60-TNK-050 |  |  | D60-13-2750 | SCOTT HEALTH & SAFETY | FREEDOM 5600
1251 |  | D60-AIT-24603 | GAZ DETECTOR | D60-TNK-050 |  |  | D60-13-2750 | SCOTT HEALTH & SAFETY | FREEDOM 5600
1252 |  | D60-AIT-24605 | ANALYZER - ??? | D60-TNK-050 |  |  | D60-13-2750 | ENDRESS + HAUSER | TBD
1253 |  | D60-AIT-24606 | ANALYZER - ??? | D60-TNK-050 |  |  | D60-13-2750 | ENDRESS + HAUSER | TBD
1254 |  | D60-AIT-24701 | GAZ DETECTOR | D60-TNK-051 |  |  | D60-13-2760 | SCOTT HEALTH & SAFETY | FREEDOM 5600
1255 |  | D60-AIT-24702 | GAZ DETECTOR | D60-TNK-051 |  |  | D60-13-2760 | SCOTT HEALTH & SAFETY | FREEDOM 5600
1256 |  | D60-AIT-24703 | GAZ DETECTOR | D60-TNK-051 |  |  | D60-13-2760 | SCOTT HEALTH & SAFETY | FREEDOM 5600
1257 |  | D60-AIT-24705 | ANALYZER - ??? | D60-TNK-051 |  |  | D60-13-2760 | ENDRESS + HAUSER | TBD
1258 |  | D60-AIT-24706 | ANALYZER - ??? | D60-TNK-051 |  |  | D60-13-2760 | ENDRESS + HAUSER | TBD
1259 |  | D60-AIT-24801 | ANALYZER - ??? | D60-TNK-052 |  |  | D60-13-2760 | ENDRESS + HAUSER | TBD
1260 |  | D60-AIT-24802 | ANALYZER - ??? | D60-TNK-052 |  |  | D60-13-2760 | ENDRESS + HAUSER | TBD
1261 |  | D60-AIT-24803 | ANALYZER - ??? | D60-TNK-052 |  |  | D60-13-2760 | ENDRESS + HAUSER | TBD
1262 |  | D60-AIT-24805 | ANALYZER - ??? | D60-TNK-052 |  |  | D60-13-2760 | ENDRESS + HAUSER | TBD
1263 |  | D60-AIT-24806 | ANALYZER - ??? | D60-TNK-052 |  |  | D60-13-2760 | ENDRESS + HAUSER | TBD
1264 |  | D60-AIT-25001 | ANALYZER - ??? | D60-TNK-048 |  |  | D60-13-2730 | ENDRESS + HAUSER | TBD
1265 |  | D60-DIT-24305 | DENSITY TRANS - ??? | D60-TNK-047 | 300-SSL-CC32-R-2043 |  | D60-13-2720
1266 |  | D60-DX-24305 | DENSITY SENSOR - ??? | D60-TNK-047 | 300-SSL-CC32-R-2043 |  | D60-13-2720
1267 |  | D60-FE-24308 | FLOW SENSOR - ??? | D60-TNK-047 |  |  | D60-13-2720 |  |  | Included in instrument
1268 |  | D60-FE-24401 | FLOW SENSOR - ??? | D60-DIS-026 | 200-WPR-PC15-4307 |  | D60-13-2740 |  |  | Included in instrument
1269 |  | D60-FISL-24507 | FLOW SW - ??? | D60-AGI-049 |  |  | D60-13-2750
1270 |  | D60-FISL-24607 | FLOW SW - ??? | D60-AGI-050 |  |  | D60-13-2750
1271 |  | D60-FISL-24707 | FLOW SW - ??? | D60-TNK-051 |  |  | D60-13-2760
1272 |  | D60-FISL-24808 | FLOW SW - ??? | D60-TNK-052 |  |  | D60-13-2760
1273 |  | D60-FIT-24308 | FLOW TRANS - INLINE - MAGNETIC | D60-TNK-047 |  |  | D60-13-2720 | KROHNE | TBD
1274 |  | D60-FIT-24401 | FLOW TRANS - INLINE - MAGNETIC | D60-DIS-026 | 200-WPR-PC15-4307 |  | D60-13-2740 | KROHNE | TBD
1275 |  | D60-FIT-24504 | FLOW TRANS - INLINE - MAGNETIC | D60-TNK-049 |  |  | D60-13-2750 | KROHNE | TBD
1276 |  | D60-FIT-24604 | FLOW TRANS - INLINE - MAGNETIC | D60-TNK-050 |  |  | D60-13-2750 | KROHNE | TBD
1277 |  | D60-FIT-24704 | FLOW TRANS - INLINE - MAGNETIC | D60-TNK-051 |  |  | D60-13-2760 | KROHNE | TBD
1278 |  | D60-FIT-24804 | FLOW TRANS - INLINE - MAGNETIC | D60-TNK-052 |  |  | D60-13-2760 | KROHNE | TBD
1279 |  | D60-FSL-24411 | FLOW SW - ??? | D60-ANA-011A |  |  | D60-13-2740 | IFM | TBD
1280 |  | D60-FSL-24421 | FLOW SW - ??? | D60-ANA-011B |  |  | D60-13-2750 | IFM | TBD
1281 |  | D60-FSL-24431 | FLOW SENSOR - ??? | D60-ANA-011C |  |  | D60-13-2760 | IFM | TBD
1282 |  | D60-FT-24104 | FLOW TRANS - ??? | D60-THK-047 |  |  | D60-13-2720
1283 | 00 MOD | D60-FV-24434 | Valve MODU - BALL - PNEU - FC | D60-DIS-026 | 200-WPR-PC15-4307 |  | D60-13-2740 | FISHER (EMERSON) | V150
1284 |  | D60-FV-24531 | Valve MODU - BALL - PNEU - FC | D60-TNK-049 | 50-GOX-SC18-6522 |  | D60-13-2750 | FISHER (EMERSON) | V150
1285 |  | D60-FV-24631 | Valve MODU - BALL - PNEU - FC | D60-TNK-050 | 50-GOX-SC18-6521 |  | D60-13-2750 | FISHER (EMERSON) | V150
1286 |  | D60-FV-24731 | Valve MODU - BALL - PNEU - FC | D60-TNK-051 | 25-GOX-SC18-6523 |  | D60-13-2760 | FISHER (EMERSON) | V150
1287 |  | D60-FV-24831 | Valve MODU - BALL - PNEU - FC | D60-TNK-052 | 50-GOX-SC18-6524 |  | D60-13-2760 | FISHER (EMERSON) | V150
1288 |  | D60-FV-25031 | Valve MODU - BFY - PNEU - FC | D60-TNK-048 | 160-WPR-PC15-4306 |  | D60-13-2730 | FISHER (EMERSON) | V150
1289 |  | D60-GT-24371 | CAMERA | D60-TNK-047 |  |  | D60-13-2720
1290 |  | D60-HK-24210 | PUSHBUTTON STATION | D60-THK-047A |  |  | D60-13-2720 | ALLEN-BRADLEY | TBD
1291 |  | D60-HK-24310 | PUSHBUTTON STATION | D60-PSL-047 |  |  | D60-13-2720 | ALLEN-BRADLEY | TBD
1292 |  | D60-HK-24320 | PUSHBUTTON STATION | D60-PSL-046 |  |  | D60-13-2720 | ALLEN-BRADLEY | TBD
1293 |  | D60-HK-24520 | PUSHBUTTON STATION | D60-AGI-049 |  |  | D60-13-2750 | ALLEN-BRADLEY | TBD
1294 |  | D60-HK-24620 | PUSHBUTTON STATION | D60-AGI-050 |  |  | D60-13-2750 | ALLEN-BRADLEY | TBD
1295 |  | D60-HK-24720 | PUSHBUTTON STATION | D60-AGI-051 |  |  | D60-13-2760 | ALLEN-BRADLEY | TBD
1296 |  | D60-HK-24820 | PUSHBUTTON STATION | D60-AGI-052 |  |  | D60-13-2760 | ALLEN-BRADLEY | TBD
1297 |  | D60-HK-25010 | PUSHBUTTON STATION | D60-PSO-021 |  |  | D60-13-2730 | ALLEN-BRADLEY | TBD
1298 |  | D60-HK-25020 | PUSHBUTTON STATION | D60-PSO-022 |  |  | D60-13-2730 | ALLEN-BRADLEY | TBD
1299 |  | D60-HK-25510 | PUSHBUTTON STATION | D60-PSU-036 |  |  | D60-13-2710 | ALLEN-BRADLEY | TBD
1300 |  | D60-HK-25520 | PUSHBUTTON STATION | D60-PSU-037 |  |  | D60-13-2750 | ALLEN-BRADLEY | TBD
1301 |  | D60-LE-24301 | LEVEL SENSOR | D60-TNK-047 |  |  | D60-13-2720 | ENDRESS + HAUSER | TBD | Included in instrument
1302 |  | D60-LE-24303 | LEVEL SENSOR | D60-TNK-047 |  |  | D60-13-2720 | ENDRESS + HAUSER | TBD | Included in instrument
1303 |  | D60-LE-25511 | LEVEL SENSOR | D60-PSU-036 |  |  | D60-13-2710 | ENDRESS + HAUSER | TBD | Included in instrument
1304 |  | D60-LE-25521 | LEVEL SENSOR | D60-PSU-037 |  |  | D60-13-2750 | ENDRESS + HAUSER | TBD | Included in instrument
1305 |  | D60-LI-24204 | INDICATOR/LIGHT - ??? | D60-THK-047A |  |  | D60-13-2720 | PARKER | TBD
1306 |  | D60-LIT-24301 | LEVEL TRANS - ULTRASONIC | D60-TNK-047 |  |  | D60-13-2720 | ENDRESS + HAUSER | TBD
1307 |  | D60-LIT-24303 | LEVEL TRANS - GUIDED WAVE RADAR | D60-TNK-047 |  |  | D60-13-2720 | ENDRESS + HAUSER | TBD
1308 |  | D60-LIT-25002 | LEVEL TRANS - NON-GUIDED RADAR | D60-TNK-048 |  |  | D60-13-2730 | ENDRESS + HAUSER | TBD
1309 |  | D60-LIT-25511 | LEVEL TRANS - ULTRASONIC | D60-PSU-036 |  |  | D60-13-2710 | ENDRESS + HAUSER | TBD
1310 |  | D60-LIT-25521 | LEVEL TRANS - ULTRASONIC | D60-PSU-037 |  |  | D60-13-2750 | ENDRESS + HAUSER | TBD
1311 |  | D60-LSLL-24205 | LEVEL SW - ??? | D60-THK-047A |  |  | D60-13-2720
1312 |  | D60-MCV-60831 | Valve ON/OFF (NC) - SOLENOID | D60-AIR-041 |  |  | D91-13-4460
1313 |  | D60-OI-24207 | INDICATOR/LIGHT - ??? | D60-THK-047A |  |  | D60-13-2720
1314 |  | D60-OSH-24206 | TORQUE SW | D60-THK-047A |  |  | D60-13-2720
1315 |  | D60-OSHH-24206 | TORQUE SW | D60-THK-047A |  |  | D60-13-2720
1316 |  | D60-OT-24207 | TORQUE TRANS - ??? | D60-THK-047A |  |  | D60-13-2720
1317 |  | D60-PI-24201 | INDICATOR/LIGHT - ??? | D60-THK-047A |  |  | D60-13-2720 | ENDRESS + HAUSER | TBD
1318 |  | D60-PI-24202 | INDICATOR/LIGHT - ??? | D60-THK-047A |  |  | D60-13-2720 | ENDRESS + HAUSER | TBD
1319 |  | D60-PI-25004 | INDICATOR/LIGHT - ??? | D60-PSO-021 | 200-WPR-PC15-4202 |  | D60-13-2730 | ENDRESS + HAUSER | TBD
1320 |  | D60-PI-25005 | INDICATOR/LIGHT - ??? | D60-PSO-022 | 200-WPR-PC15-4204 |  | D60-13-2730 | ENDRESS + HAUSER | TBD
1321 |  | D60-PI-60803 | INDICATOR/LIGHT - ??? | D60-AIR-041 |  |  | D91-13-4460 | ENDRESS + HAUSER | TBD
1322 |  | D60-PIT-25003 | PRESSURE TRANS | D60-PSO-021 | 200-WPR-PC15-4202 |  | D60-13-2730 | ENDRESS + HAUSER | PMC71
1323 |  | D60-PIT-60802 | PRESSURE TRANS | D60-AIR-041 |  |  | D91-13-4460 | ENDRESS + HAUSER | PMC71
1324 |  | D60-PSV-60801 | PRESSURE SAFETY VALVE | D60-AIR-041 |  |  | D91-13-4460
1325 |  | D60-SE-24103 | SPEED SENSOR | D60-THK-047 |  |  | D60-13-2720 | THERMO FISHER SCIENTIFIC | 61-22
1326 |  | D60-ST-24103 | SPEED TRANS | D60-THK-047 |  |  | D60-13-2720 | THERMO FISHER SCIENTIFIC | 61-22 | Included in instrument (SE)
1327 |  | D60-SY-24410 | FLOW SW - ??? | D60-ANA-011A |  |  | D60-13-2740
1328 |  | D60-SY-24420 | FLOW SW - ??? | D60-ANA-011B |  |  | D60-13-2750
1329 |  | D60-SY-24430 | FLOW SW - ??? | D60-ANA-011C |  |  | D60-13-2760
1330 |  | D60-TC-24208 | TEMP. TRANS | D60-THK-047A |  |  | D60-13-2720
1331 |  | D60-TC-24209 | TEMP. TRANS | D60-THK-047A |  |  | D60-13-2720
1332 |  | D60-TC-24211 | TEMP. TRANS | D60-THK-047A |  |  | D60-13-2720
1333 |  | D60-TI-24203 | INDICATOR/LIGHT - ??? | D60-THK-047A |  |  | D60-13-2720 | WINTERS INSTRUMENTS | TBM
1334 |  | D60-TS-24508 | TEMP. SW - ??? | D60-AGI-049 |  |  | D60-13-2750
1335 |  | D60-TS-24608 | TEMP. SW - ??? | D60-AGI-050 |  |  | D60-13-2750
1336 |  | D60-TS-24708 | TEMP. SW - ??? | D60-TNK-051 |  |  | D60-13-2760
1337 | 00 MOD | D60-TS-24808 | TEMP. SW - ??? | D60-TNK-052 |  |  | D60-13-2760
1338 |  | D60-TSHH-24212 | TEMP. SW - ??? | D60-THK-047A |  |  | D60-13-2720
1339 |  | D60-WIT-24304 | WEIGHT TRANS | D60-TNK-047 |  |  | D60-13-2720
1340 |  | D60-YB-24361 | INDICATOR/LIGHT - ??? | D60-TNK-047 |  |  | D60-13-2720 | ALLEN-BRADLEY | 855H-B-A 10 D
1341 | 00 NEW | D60-YB-24369 | INDICATOR/LIGHT - ??? | D60-TNK-047 |  |  | D60-13-2720 | ALLEN-BRADLEY | 855H-B-A 10 D
1342 |  | D60-YB-24561 | INDICATOR/LIGHT - ??? | D60-TNK-049 |  |  | D60-13-2750 | ALLEN-BRADLEY | 855H-B-A 10 D
1343 |  | D60-YB-24562 | INDICATOR/LIGHT - ??? | D60-TNK-049 |  |  | D60-13-2750 | ALLEN-BRADLEY | 855H-B-A 10 D
1344 |  | D60-YB-24563 | INDICATOR/LIGHT - ??? | D60-TNK-049 |  |  | D60-13-2750 | ALLEN-BRADLEY | 855H-B-A 10 D
1345 |  | D60-YB-24661 | INDICATOR/LIGHT - ??? | D60-TNK-050 |  |  | D60-13-2750 | ALLEN-BRADLEY | 855H-B-A 10 D
1346 |  | D60-YB-24662 | INDICATOR/LIGHT - ??? | D60-TNK-050 |  |  | D60-13-2750 | ALLEN-BRADLEY | 855H-B-A 10 D
1347 |  | D60-YB-24663 | INDICATOR/LIGHT - ??? | D60-TNK-050 |  |  | D60-13-2750 | ALLEN-BRADLEY | 855H-B-A 10 D
1348 |  | D60-YB-24761 | INDICATOR/LIGHT - ??? | D60-TNK-051 |  |  | D60-13-2760 | ALLEN-BRADLEY | 855H-B-A 10 D
1349 |  | D60-YB-24762 | INDICATOR/LIGHT - ??? | D60-TNK-051 |  |  | D60-13-2760 | ALLEN-BRADLEY | 855H-B-A 10 D
1350 |  | D60-YB-24763 | INDICATOR/LIGHT - ??? | D60-TNK-051 |  |  | D60-13-2760 | ALLEN-BRADLEY | 855H-B-A 10 D
1351 |  | D60-YB-24853 | INDICATOR/LIGHT - ??? | D60-TNK-052 |  |  | D60-13-2760 | ALLEN-BRADLEY | 855H-B-A 10 D
1352 |  | D60-YB-24861 | INDICATOR/LIGHT - ??? | D60-TNK-052 |  |  | D60-13-2760 | ALLEN-BRADLEY | 855H-B-A 10 D
1353 |  | D60-YB-24862 | INDICATOR/LIGHT - ??? | D60-TNK-052 |  |  | D60-13-2760 | ALLEN-BRADLEY | 855H-B-A 10 D
1354 | 00 NEW | D60-YL-24359 | INDICATOR/LIGHT - ??? | D60-TNK-047 |  |  | D60-13-2760 | FEDERAL SIGNAL | 151XST
1355 |  | D60-YL-24551 | INDICATOR/LIGHT - ??? | D60-TNK-049 |  |  | D60-13-2750 | FEDERAL SIGNAL | 151XST
1356 |  | D60-YL-24552 | INDICATOR/LIGHT - ??? | D60-TNK-049 |  |  | D60-13-2750 | FEDERAL SIGNAL | 151XST
1357 |  | D60-YL-24553 | INDICATOR/LIGHT - ??? | D60-TNK-049 |  |  | D60-13-2750 | FEDERAL SIGNAL | 151XST
1358 |  | D60-YL-24651 | INDICATOR/LIGHT - ??? | D60-TNK-050 |  |  | D60-13-2750 | FEDERAL SIGNAL | 151XST
1359 |  | D60-YL-24652 | INDICATOR/LIGHT - ??? | D60-TNK-050 |  |  | D60-13-2750 | FEDERAL SIGNAL | 151XST
1360 |  | D60-YL-24653 | INDICATOR/LIGHT - ??? | D60-TNK-050 |  |  | D60-13-2750 | FEDERAL SIGNAL | 151XST
1361 |  | D60-YL-24751 | INDICATOR/LIGHT - ??? | D60-TNK-051 |  |  | D60-13-2760 | FEDERAL SIGNAL | 151XST
1362 |  | D60-YL-24752 | INDICATOR/LIGHT - ??? | D60-TNK-051 |  |  | D60-13-2760 | FEDERAL SIGNAL | 151XST
1363 |  | D60-YL-24753 | INDICATOR/LIGHT - ??? | D60-TNK-051 |  |  | D60-13-2760 | FEDERAL SIGNAL | 151XST
1364 |  | D60-YL-24851 | INDICATOR/LIGHT - ??? | D60-TNK-052 |  |  | D60-13-2760 | FEDERAL SIGNAL | 151XST
1365 |  | D60-YL-24852 | INDICATOR/LIGHT - ??? | D60-TNK-052 |  |  | D60-13-2760 | FEDERAL SIGNAL | 151XST
1366 |  | D60-YL-24863 | INDICATOR/LIGHT - ??? | D60-TNK-052 |  |  | D60-13-2760 | FEDERAL SIGNAL | 151XST
1367 |  | D60-YS-24002 | CONTACT SW - ??? | D60-SMP-015 |  |  | D60-13-2710
1368 |  | D60-YS-60831 | CONTACT SW - ??? | D60-AIR-041 |  |  | D91-13-4460
1369 |  | D60-YV-24031 | Valve ON/OFF (NO) - BALL - PNEU - FI | D60-TNK-046 | 50-WPR-PC15-6301 |  | D60-13-2710 | NELES | TBD
1370 |  | D60-YV-24032 | Valve ON/OFF (NO) - BALL - PNEU - FI | D60-SMP-015 | 25-WTR-CC36-V-2078 |  | D60-13-2710 | NELES | TBD
1371 |  | D60-YV-24033 | Valve ON/OFF (NO) - BALL - PNEU - FI | D60-SMP-015 |  |  | D60-13-2710 | NELES | TBD
1372 |  | D60-YV-24034 | Valve ON/OFF (NO) - PINCH - PNEU - FI | D60-SMP-015 | XX-SSL-CC32-R-2040 |  | D60-13-2710 | FLOWROX | TBD
1373 |  | D60-YV-24331 | Valve ON/OFF (NC) - KG - PNEU - FI | D60-TNK-047 | 300-SSL-CC32-R-2044 |  | D60-13-2720 | CLARKSON | TBD
1374 |  | D60-YV-24332 | Valve ON/OFF (NC) - KG - PNEU - FI | D60-TNK-047 | 150-SSL-CC33-V-2047 |  | D60-13-2720 | CLARKSON | TBD
1375 |  | D60-YV-24333 | Valve ON/OFF (NC) - KG - PNEU - FI | D60-TNK-047 | 300-SSL-CC32-R-2045 |  | D60-13-2720 | CLARKSON | TBD
1376 |  | D60-YV-24334 | Valve ON/OFF (NO) - KG - PNEU - FI | D60-TNK-047 | 300-SSL-CC32-R-2042 |  | D60-13-2720 | CLARKSON | TBD
1377 |  | D60-YV-24335 | Valve ON/OFF (NC) - KG - PNEU - FI | D60-TNK-047 | 150-SSL-CC33-V-2046 |  | D60-13-2720 | CLARKSON | TBD
1378 |  | D60-YV-24336 | Valve ON/OFF (NO) - KG - PNEU - FI | D60-TNK-047 | 300-SSL-CC32-R-2043 |  | D60-13-2720 | CLARKSON | TBD
1379 |  | D60-YV-24337 | Valve ON/OFF (NO) - KG - PNEU - FI | D60-TNK-047 | 300-SSL-CC32-R-2043 |  | D60-13-2720 | NELES | TBD
1380 |  | D60-YV-24338 | Valve ON/OFF (NC) - KG - PNEU - FI | D60-TNK-047 | 300-SSL-CC33-V-2048 |  | D60-13-2720 | CLARKSON | TBD
1381 | 00 NEW | D60-YV-24432 | Valve ON/OFF (NO) - BALL - PNEU - FI | D60-DIS-026 |  |  | D60-13-2740 | NELES | TBD
1382 | 00 NEW | D60-YV-24433 | Valve ON/OFF (NO) - BALL - PNEU - FI | D60-DIS-026 |  |  | D60-13-2740 | NELES | TBD
1383 |  | D60-YV-25531 | Valve ON/OFF (NO) - KG - PNEU - FI | D60-PSU-036 | 80-SSU-CC33-V-2070 |  | D60-13-2710 | CLARKSON | TBD
1384 |  | D60-YV-25532 | Valve ON/OFF (NC) - KG - PNEU - FI | D60-PSU-036 | 80-SSU-CC33-V-2071 |  | D60-13-2710 | CLARKSON | TBD
1385 |  | D60-YY-24001 | SOFT TAG COMMAND SIGNAL | D60-SMP-015 |  |  | D60-13-2710
1386 |  | D60-ZI-24101 | INDICATOR/LIGHT - ??? | D60-THK-047 |  |  | D60-13-2720
1387 |  | D60-ZSC-24307 | POSITION SW - ??? | D60-TNK-047 | 300-SSL-CC32-R-2043 |  | D60-13-2720
1388 |  | D60-ZSC-25032 | POSITION SW - ??? | D60-TNK-048 | 250-WPR-PC15-4201 |  | D60-13-2730 | TOPWORX | TBD
1389 |  | D60-ZSC-25033 | POSITION SW - ??? | D60-PSO-021 | 200-WPR-PC15-4202 |  | D60-13-2730 | TOPWORX | TBD
1390 |  | D60-ZSC-25034 | POSITION SW - ??? | D60-TNK-048 | 250-WPR-PC15-4203 |  | D60-13-2730 | TOPWORX | TBD
1391 |  | D60-ZSC-25035 | POSITION SW - ??? | D60-PSO-022 | 200-WPR-PC15-4204 |  | D60-13-2730 | TOPWORX | TBD
1392 |  | D60-ZSH-24102 | POSITION SW - ??? | D60-THK-047 |  |  | D60-13-2720
1393 |  | D60-ZSL-24102 | POSITION SW - ??? | D60-THK-047 |  |  | D60-13-2720
1394 |  | D60-ZSO-24307 | POSITION SW - ??? | D60-TNK-047 | 300-SSL-CC32-R-2043 |  | D60-13-2720
1395 |  | D60-ZSO-25032 | POSITION SW - ??? | D60-TNK-048 | 250-WPR-PC15-4201 |  | D60-13-2730 | TOPWORX | TBD
1396 |  | D60-ZSO-25033 | POSITION SW - ??? | D60-PSO-021 | 200-WPR-PC15-4202 |  | D60-13-2730 | TOPWORX | TBD
1397 |  | D60-ZSO-25034 | POSITION SW - ??? | D60-TNK-048 | 250-WPR-PC15-4203 |  | D60-13-2730 | TOPWORX | TBD
1398 |  | D60-ZSO-25035 | POSITION SW - ??? | D60-PSO-022 | 200-WPR-PC15-4204 |  | D60-13-2730 | TOPWORX | TBD
1399 |  | D60-ZT-24101 | POSITION TRANS - ??? | D60-THK-047 |  |  | D60-13-2720
1400 |  | D60-ZVL-24213 | VALVE ON/OFF - ??? | D60-THK-047A |  |  | D60-13-2720
1401 |  | D60-ZVL-24214 | VALVE ON/OFF - ??? | D60-THK-047A |  |  | D60-13-2720
1402 |  | D60-ZY-24306 | CONVERTER ANALOG | D60-TNK-047 | 300-SSL-CC32-R-2043 |  | D60-13-2720
1403 |  | D70-AE-41402 | ANALYZER SENSOR | D70-TNK-066 |  |  | D70-13-3190 | ENDRESS + HAUSER | TBD
1404 |  | D70-AE-45001 | ANALYZER SENSOR | D70-TNK-064 |  |  | D70-13-3130 | ENDRESS + HAUSER | TBD
1405 |  | D70-AIT-40401 | GAZ DETECTOR | D70-TNK-063 |  |  | D70-13-3140 | SCOTT HEALTH & SAFETY | FREEDOM 5600
1406 |  | D70-AIT-41402 | ANALYZER - ??? | D70-TNK-066 |  |  | D70-13-3190 | ENDRESS + HAUSER | TBD
1407 |  | D70-AIT-45001 | ANALYZER - ??? | D70-TNK-064 |  |  | D70-13-3130 | ENDRESS + HAUSER | TBD
1408 |  | D70-AT-40503 | ANALYZER - ??? | D70-PRS-001 | 300-WPR-CC36-V-4028 |  | D70-13-3150
1409 |  | D70-AT-40703 | ANALYZER - ??? | D70-PRS-002 | 300-WPR-CC36-V-4030 |  | D70-13-3160
1410 |  | D70-AT-40903 | ANALYZER - ??? | D70-PRS-003 |  |  | D70-13-3170
1411 |  | D70-DIT-40305 | DENSITY TRANS - ??? | D70-TNK-062 |  |  | D70-13-3120
1412 |  | D70-DIT-41405 | DENSITY TRANS - ??? |  | 40-SSL-CC33-V-4044 |  | D70-13-3190
1413 |  | D70-DX-40305 | ??? | D70-TNK-062 |  |  | D70-13-3120
1414 |  | D70-DX-41405 | ??? |  | 40-SSL-CC33-V-4044 |  | D70-13-3190
1415 |  | D70-FE-40308 | FLOW SENSOR - ??? | D70-TNK-062 |  |  | D70-13-3120 |  |  | Included in instrument
1416 |  | D70-FE-40502 | FLOW SENSOR - ??? | D70-CHU-081 | 300-SSL-CC32-R-4013 |  | D70-13-3150 |  |  | Included in instrument
1417 |  | D70-FE-40702 | FLOW SENSOR - ??? | D70-PRS-002 | 300-SSL-CC32-R-4017 |  | D70-13-3160 |  |  | Included in instrument
1418 |  | D70-FE-40902 | FLOW SENSOR - ??? | D70-PRS-003 |  |  | D70-13-3170 |  |  | Included in instrument
1419 |  | D70-FE-41104 | FLOW SENSOR - ??? | D70-TNK-065 |  |  | D70-13-3180 |  |  | Included in instrument
1420 |  | D70-FE-41408 | FLOW SENSOR - ??? |  | 40-SSL-CC33-V-4044 |  | D70-13-3190 |  |  | Included in instrument
1421 |  | D70-FIT-40308 | FLOW TRANS - INLINE - MAGNETIC | D70-TNK-062 |  |  | D70-13-3120 | KROHNE | TBD
1422 |  | D70-FIT-40501 | FLOW TRANS - ORI PLATE, PITOT & VENTU | D70-PRS-001 | 200-APRB-CC37-V-6122 |  | D70-13-3150 |  | TBD
1423 |  | D70-FIT-40502 | FLOW TRANS - INLINE - MAGNETIC | D70-PRS-001 | 300-SSL-CC32-R-4013 |  | D70-13-3150 | KROHNE | TBD
1424 |  | D70-FIT-40701 | FLOW TRANS - ORI PLATE, PITOT & VENTU | D70-PRS-002 | 200-APRB-CC37-V-6126 |  | D70-13-3160 |  | TBD
1425 |  | D70-FIT-40702 | FLOW TRANS - INLINE - MAGNETIC | D70-PRS-002 | 300-SSL-CC32-R-4017 |  | D70-13-3160 | KROHNE | TBD
1426 |  | D70-FIT-40901 | FLOW TRANS - ORI PLATE, PITOT & VENTU | D70-PRS-003 |  |  | D70-13-3170 |  | TBD
1427 |  | D70-FIT-40902 | FLOW TRANS - INLINE - MAGNETIC | D70-PRS-003 |  |  | D70-13-3170 | KROHNE | TBD
1428 |  | D70-FIT-41104 | FLOW TRANS - INLINE - MAGNETIC | D70-TNK-065 |  |  | D70-13-3180 | KROHNE | TBD
1429 |  | D70-FIT-41408 | FLOW TRANS - INLINE - MAGNETIC |  | 40-SSL-CC33-V-4044 |  | D70-13-3190 | KROHNE | TBD
1430 |  | D70-FT-40104 | FLOW TRANS - ??? | D70-THK-062 |  |  | D70-13-3120
1431 |  | D70-FT-41203 | FLOW TRANS - ??? | D70-THK-066 |  |  | D70-13-3190
1432 |  | D70-GT-40371 | CAMERA | D70-TNK-062 |  |  | D70-13-3120
1433 |  | D70-GT-41471 | CAMERA | D70-TNK-066 |  |  | D70-13-3190
1434 |  | D70-HK-40210 | PUSHBUTTON STATION | D70-THK-062A |  |  | D70-13-3120 | ALLEN-BRADLEY | TBD
1435 |  | D70-HK-40310 | PUSHBUTTON STATION | D70-PSL-052 |  |  | D70-13-3120 | ALLEN-BRADLEY | TBD
1436 |  | D70-HK-40320 | PUSHBUTTON STATION | D70-PSL-051 |  |  | D70-13-3120 | ALLEN-BRADLEY | TBD
1437 |  | D70-HK-40410 | PUSHBUTTON STATION | D70-AGI-063 |  |  | D70-13-3140 | ALLEN-BRADLEY | TBD
1438 |  | D70-HK-40420 | PUSHBUTTON STATION | D70-PSL-053 |  |  | D70-13-3140 | ALLEN-BRADLEY | TBD
1439 |  | D70-HK-40430 | PUSHBUTTON STATION | D70-PSL-054 |  |  | D70-13-3140 | ALLEN-BRADLEY | TBD
1440 |  | D70-HK-40440 | PUSHBUTTON STATION | D70-PSL-055 |  |  | D70-13-3140 | ALLEN-BRADLEY | TBD
1441 |  | D70-HK-40510 | PUSHBUTTON STATION | D70-PRS-001 |  |  | D70-13-3150 | ALLEN-BRADLEY | TBD
1442 |  | D70-HK-40610 | PUSHBUTTON STATION | D70-CNV-031 |  |  | D70-13-3150 | ALLEN-BRADLEY | TBD
1443 |  | D70-HK-40710 | PUSHBUTTON STATION | D70-PRS-002 |  |  | D70-13-3160 | ALLEN-BRADLEY | TBD
1444 |  | D70-HK-40810 | PUSHBUTTON STATION | D70-CNV-032 |  |  | D70-13-3160 | ALLEN-BRADLEY | TBD
1445 |  | D70-HK-40910 | PUSHBUTTON STATION | D70-PRS-003 |  |  | D70-13-3170 | ALLEN-BRADLEY | TBD
1446 |  | D70-HK-41010 | PUSHBUTTON STATION | D70-CNV-033 |  |  | D70-13-3170 | ALLEN-BRADLEY | TBD
1447 |  | D70-HK-41110 | PUSHBUTTON STATION | D70-AGI-065 |  |  | D70-13-3180 | ALLEN-BRADLEY | TBD
1448 |  | D70-HK-41120 | PUSHBUTTON STATION | D70-PSO-032 |  |  | D70-13-3180 | ALLEN-BRADLEY | TBD
1449 |  | D70-HK-41130 | PUSHBUTTON STATION | D70-PSO-033 |  |  | D70-13-3180 | ALLEN-BRADLEY | TBD
1450 |  | D70-HK-41310 | PUSHBUTTON STATION | D70-THK-066A |  |  | D70-13-3190 | ALLEN-BRADLEY | TBD
1451 |  | D70-HK-41410 | PUSHBUTTON STATION | D70-PSL-063 |  |  | D70-13-3190 | ALLEN-BRADLEY | TBD
1452 |  | D70-HK-41420 | PUSHBUTTON STATION | D70-PSL-064 |  |  | D70-13-3190 | ALLEN-BRADLEY | TBD
1453 |  | D70-HK-41510 | PUSHBUTTON STATION | D70-PSU-041 |  |  | D70-13-3150 | ALLEN-BRADLEY | TBD
1454 |  | D70-HK-41520 | PUSHBUTTON STATION | D70-PSU-042 |  |  | D70-13-3110 | ALLEN-BRADLEY | TBD
1455 |  | D70-HK-45010 | PUSHBUTTON STATION | D70-PSO-026 |  |  | D70-13-3130 | ALLEN-BRADLEY | TBD
1456 |  | D70-HK-45020 | PUSHBUTTON STATION | D70-PSO-027 |  |  | D70-13-3130 | ALLEN-BRADLEY | TBD
1457 |  | D70-HK-45030 | PUSHBUTTON STATION | D70-PSO-028 |  |  | D70-13-3130 | ALLEN-BRADLEY | TBD
1458 |  | D70-HK-45040 | PUSHBUTTON STATION | D70-PSO-029 |  |  | D70-13-3130 | ALLEN-BRADLEY | TBD
1459 |  | D70-HK-45050 | PUSHBUTTON STATION | D70-PSO-030 |  |  | D70-13-3130 | ALLEN-BRADLEY | TBD
1460 |  | D70-HK-45060 | PUSHBUTTON STATION | D70-PSO-031 |  |  | D70-13-3130 | ALLEN-BRADLEY | TBD
1461 |  | D70-HK-62050 | PUSHBUTTON STATION | D70-PMP-026 |  |  | D95-13-5120 | ALLEN-BRADLEY | TBD
1462 |  | D70-HK-62060 | PUSHBUTTON STATION | D70-PMP-027 |  |  | D95-13-5120 | ALLEN-BRADLEY | TBD
1463 |  | D70-HSS-40611 | SAFETY SW - PULL CORD SW | D70-CNV-031 |  |  | D70-13-3150 | THERMO FISHER SCIENTIFIC | SPS-2D
1464 |  | D70-HSS-40612 | SAFETY SW - PULL CORD SW | D70-CNV-031 |  |  | D70-13-3150 | THERMO FISHER SCIENTIFIC | SPS-2D
1465 |  | D70-HSS-40811 | SAFETY SW - PULL CORD SW | D70-CNV-032 |  |  | D70-13-3160 | THERMO FISHER SCIENTIFIC | SPS-2D
1466 |  | D70-HSS-40812 | SAFETY SW - PULL CORD SW | D70-CNV-032 |  |  | D70-13-3160 | THERMO FISHER SCIENTIFIC | SPS-2D
1467 |  | D70-HSS-41011 | SAFETY SW - PULL CORD SW | D70-CNV-033 |  |  | D70-13-3170 | THERMO FISHER SCIENTIFIC | SPS-2D
1468 |  | D70-HSS-41012 | SAFETY SW - PULL CORD SW | D70-CNV-033 |  |  | D70-13-3170 | THERMO FISHER SCIENTIFIC | SPS-2D
1469 |  | D70-LE-40301 | LEVEL SENSOR | D70-TNK-062 |  |  | D70-13-3120 | ENDRESS + HAUSER | TBD | Included in instrument
1470 |  | D70-LE-40303 | LEVEL SENSOR | D70-TNK-062 |  |  | D70-13-3120 | ENDRESS + HAUSER | TBD | Included in instrument
1471 |  | D70-LE-40615 | LEVEL SENSOR | D70-CHU-082 |  |  | D70-13-3150 | ENDRESS + HAUSER | TBD | Included in instrument
1472 |  | D70-LE-40815 | LEVEL SENSOR | D70-CHU-085 |  |  | D70-13-3160 | ENDRESS + HAUSER | TBD | Included in instrument
1473 |  | D70-LE-41015 | LEVEL SENSOR | D70-CHU-088 |  |  | D70-13-3170 | ENDRESS + HAUSER | TBD | Included in instrument
1474 |  | D70-LE-41401 | LEVEL SENSOR | D70-TNK-066 |  |  | D70-13-3190 | ENDRESS + HAUSER | TBD | Included in instrument
1475 |  | D70-LE-41403 | LEVEL SENSOR | D70-TNK-066 |  |  | D70-13-3190 | ENDRESS + HAUSER | TBD | Included in instrument
1476 |  | D70-LE-41511 | LEVEL SENSOR | D70-PSU-041 |  |  | D70-13-3150 | ENDRESS + HAUSER | TBD | Included in instrument
1477 |  | D70-LE-41521 | LEVEL SENSOR | D70-PSU-042 |  |  | D70-13-3110 | ENDRESS + HAUSER | TBD | Included in instrument
1478 |  | D70-LI-40204 | INDICATOR/LIGHT - ??? | D70-THK-062A |  |  | D70-13-3120 | PARKER | TBD
1479 |  | D70-LI-41304 | INDICATOR/LIGHT - ??? | D70-THK-066A |  |  | D70-13-3190 | PARKER | TBD
1480 |  | D70-LIT-40301 | LEVEL TRANS - ULTRASONIC | D70-TNK-062 |  |  | D70-13-3120 | ENDRESS + HAUSER | TBD
1481 |  | D70-LIT-40303 | LEVEL TRANS - GUIDED WAVE RADAR | D70-TNK-062 |  |  | D70-13-3120 | ENDRESS + HAUSER | TBD
1482 |  | D70-LIT-40402 | LEVEL TRANS - NON-GUIDED RADAR | D70-TNK-063 |  |  | D70-13-3140 | ENDRESS + HAUSER | TBD
1483 |  | D70-LIT-41101 | LEVEL TRANS - NON-GUIDED RADAR | D70-TNK-065 |  |  | D70-13-3180 | ENDRESS + HAUSER | TBD
1484 |  | D70-LIT-41401 | LEVEL TRANS - ULTRASONIC | D70-TNK-066 |  |  | D70-13-3190 | ENDRESS + HAUSER | TBD
1485 |  | D70-LIT-41403 | LEVEL TRANS - GUIDED WAVE RADAR | D70-TNK-066 |  |  | D70-13-3190 | ENDRESS + HAUSER | TBD
1486 |  | D70-LIT-41511 | LEVEL TRANS - ULTRASONIC | D70-PSU-041 |  |  | D70-13-3150 | ENDRESS + HAUSER | TBD
1487 |  | D70-LIT-41521 | LEVEL TRANS - ULTRASONIC | D70-PSU-042 |  |  | D70-13-3110 | ENDRESS + HAUSER | TBD
1488 |  | D70-LIT-45002 | LEVEL TRANS - NON-GUIDED RADAR | D70-TNK-064 |  |  | D70-13-3130 | ENDRESS + HAUSER | TBD
1489 |  | D70-LSH-40615 | LEVEL SW - VIBRATING ROD SOLID | D70-CHU-082 |  |  | D70-13-3150 | ENDRESS + HAUSER | FTM20
1490 | 00 MOD | D70-LSH-40815 | LEVEL SW - VIBRATING ROD SOLID | D70-CHU-085 |  |  | D70-13-3160 | ENDRESS + HAUSER | FTM20
1491 |  | D70-LSH-41015 | LEVEL SW - VIBRATING ROD SOLID | D70-CHU-088 |  |  | D70-13-3170 | ENDRESS + HAUSER | FTM20
1492 |  | D70-LSLL-40205 | LEVEL SW - ??? | D70-THK-062A |  |  | D70-13-3120
1493 |  | D70-LSLL-41305 | LEVEL SW - ??? | D70-THK-066A |  |  | D70-13-3190
1494 |  | D70-LX-40615 | LEVEL SENSOR | D70-CHU-082 |  |  | D70-13-3150 | ENDRESS + HAUSER | TBD | Included in instrument
1495 |  | D70-LX-40815 | LEVEL SENSOR | D70-CHU-085 |  |  | D70-13-3160 | ENDRESS + HAUSER | TBD | Included in instrument
1496 |  | D70-LX-41015 | LEVEL SENSOR | D70-CHU-088 |  |  | D70-13-3170 | ENDRESS + HAUSER | TBD | Included in instrument
1497 |  | D70-MCV-60931 | Valve ON/OFF (NC) - SOLENOID | D70-AIR-046 | 25-API-CC37-V-6016 |  | D93-13-4620
1498 |  | D70-MCV-60932 | Valve ON/OFF (NC) - SOLENOID | D70-AIR-047 | 25-API-CC37-V-6017 |  | D93-13-4620
1499 |  | D70-MCV-60933 | Valve ON/OFF (NC) - SOLENOID | D70-AIR-048 | 25-API-CC37-V-6018 |  | D93-13-4620
1500 |  | D70-MCV-60934 | Valve ON/OFF (NC) - SOLENOID | D70-AIR-049 | 25-API-CC37-V-6019 |  | D93-13-4620
1501 |  | D70-MCV-60935 | Valve ON/OFF (NC) - SOLENOID | D70-AIR-052 | 25-APRS-CC37-V-6156 |  | D93-13-4640
1502 |  | D70-MCV-60936 | Valve ON/OFF (NC) - SOLENOID | D93-AIR-082 | 25-APR-CC37-V-6140 |  | D93-13-4630
1503 |  | D70-OI-40207 | INDICATOR/LIGHT - ??? | D70-THK-062A |  |  | D70-13-3120
1504 |  | D70-OI-41307 | INDICATOR/LIGHT - ??? | D70-THK-066A |  |  | D70-13-3190
1505 |  | D70-OSH-40206 | TORQUE SW | D70-THK-062A |  |  | D70-13-3120
1506 |  | D70-OSH-41306 | TORQUE SW | D70-THK-066A |  |  | D70-13-3190
1507 |  | D70-OSHH-40206 | TORQUE SW | D70-THK-062A |  |  | D70-13-3120
1508 |  | D70-OSHH-41306 | TORQUE SW | D70-THK-066A |  |  | D70-13-3190
1509 |  | D70-OT-40207 | TORQUE TRANS | D70-THK-062A |  |  | D70-13-3120
1510 |  | D70-OT-41307 | TORQUE TRANS | D70-THK-066A |  |  | D70-13-3190
1511 |  | D70-PI-40201 | INDICATOR/LIGHT - ??? | D70-THK-062A |  |  | D70-13-3120 | ENDRESS + HAUSER | TBD
1512 |  | D70-PI-40202 | INDICATOR/LIGHT - ??? | D70-THK-062A |  |  | D70-13-3120 | ENDRESS + HAUSER | TBD
1513 |  | D70-PI-41102 | INDICATOR/LIGHT - ??? | D70-TNK-065 |  |  | D70-13-3180 | ENDRESS + HAUSER | TBD
1514 |  | D70-PI-41103 | INDICATOR/LIGHT - ??? | D70-TNK-065 |  |  | D70-13-3180 | ENDRESS + HAUSER | TBD
1515 |  | D70-PI-41301 | INDICATOR/LIGHT - ??? | D70-THK-066A |  |  | D70-13-3190 | ENDRESS + HAUSER | TBD
1516 |  | D70-PI-41302 | INDICATOR/LIGHT - ??? | D70-THK-066A |  |  | D70-13-3190 | ENDRESS + HAUSER | TBD
1517 |  | D70-PI-45003 | INDICATOR/LIGHT - ??? |  | 400-WPR-PC15-4302 |  | D70-13-3130 | ENDRESS + HAUSER | TBD
1518 |  | D70-PI-45004 | INDICATOR/LIGHT - ??? |  | 400-WPR-PC15-4304 |  | D70-13-3130 | ENDRESS + HAUSER | TBD
1519 |  | D70-PI-45006 | INDICATOR/LIGHT - ??? |  | 315-WWA-PC15-4062 |  | D70-13-3130 | ENDRESS + HAUSER | TBD
1520 |  | D70-PI-45007 | INDICATOR/LIGHT - ??? |  | 315-WWA-PC15-4064 |  | D70-13-3130 | ENDRESS + HAUSER | TBD
1521 |  | D70-PI-45011 | INDICATOR/LIGHT - ??? |  | 450-WWA-PC15-4071 |  | D70-13-3130 | ENDRESS + HAUSER | TBD
1522 |  | D70-PI-45012 | INDICATOR/LIGHT - ??? |  | 450-WWA-PC15-4073 |  | D70-13-3130 | ENDRESS + HAUSER | TBD
1523 |  | D70-PI-60903 | INDICATOR/LIGHT - ??? | D70-AIR-046 |  |  | D93-13-4620 | ENDRESS + HAUSER | TBD
1524 |  | D70-PI-60906 | INDICATOR/LIGHT - ??? | D70-AIR-047 |  |  | D93-13-4620 | ENDRESS + HAUSER | TBD
1525 |  | D70-PI-60909 | INDICATOR/LIGHT - ??? | D70-AIR-048 |  |  | D93-13-4620 | ENDRESS + HAUSER | TBD
1526 |  | D70-PI-60913 | INDICATOR/LIGHT - ??? | D70-AIR-049 |  |  | D93-13-4620 | ENDRESS + HAUSER | TBD
1527 |  | D70-PI-60916 | INDICATOR/LIGHT - ??? | D70-AIR-052 |  |  | D93-13-4640 | ENDRESS + HAUSER | TBD
1528 |  | D70-PI-60919 | INDICATOR/LIGHT - ??? | D93-AIR-082 |  |  | D93-13-4630 | ENDRESS + HAUSER | TBD
1529 |  | D70-PI-62011 | INDICATOR/LIGHT - ??? |  | 100-WWH-CF1-V-4081 |  | D95-13-5120 | ENDRESS + HAUSER | TBD
1530 |  | D70-PI-62012 | INDICATOR/LIGHT - ??? |  | 100-WWH-CF1-V-4079 |  | D95-13-5120 | ENDRESS + HAUSER | TBD
1531 |  | D70-PIT-45005 | PRESSURE TRANS |  | 400-WPR-PC15-4302 |  | D70-13-3130 | ENDRESS + HAUSER | PMC71
1532 |  | D70-PIT-45008 | PRESSURE TRANS |  | 315-WWA-PC15-4062 |  | D70-13-3130 | ENDRESS + HAUSER | PMC71
1533 |  | D70-PIT-45013 | PRESSURE TRANS |  | 450-WWA-PC15-4071 |  | D70-13-3130 | ENDRESS + HAUSER | PMC71
1534 |  | D70-PIT-60902 | PRESSURE TRANS | D70-AIR-046 |  |  | D93-13-4620 | ENDRESS + HAUSER | PMC71
1535 |  | D70-PIT-60915 | PRESSURE TRANS | D70-AIR-052 |  |  | D93-13-4640 | ENDRESS + HAUSER | PMC71
1536 |  | D70-PIT-60918 | PRESSURE TRANS | D93-AIR-082 |  |  | D93-13-4630 | ENDRESS + HAUSER | PMC71
1537 | 00 NEW | D70-PSV-41439 | PRESSURE SAFETY VALVE | D70-PSL-063 |  |  | D70-13-3190
1538 | 00 NEW | D70-PSV-41440 | PRESSURE SAFETY VALVE | D70-PSL-064 |  |  | D70-13-3190
1539 |  | D70-PSV-60901 | PRESSURE SAFETY VALVE | D70-AIR-046 |  |  | D93-13-4620
1540 |  | D70-PSV-60904 | PRESSURE SAFETY VALVE | D70-AIR-047 |  |  | D93-13-4620
1541 |  | D70-PSV-60907 | PRESSURE SAFETY VALVE | D70-AIR-048 |  |  | D93-13-4620
1542 |  | D70-PSV-60911 | PRESSURE SAFETY VALVE | D70-AIR-049 |  |  | D93-13-4620
1543 |  | D70-PSV-60914 | PRESSURE SAFETY VALVE | D70-AIR-052 |  |  | D93-13-4640
1544 |  | D70-PSV-60917 | PRESSURE SAFETY VALVE | D93-AIR-082 |  |  | D93-13-4630
1545 |  | D70-SE-40103 | SPEED SENSOR | D70-THK-062 |  |  | D70-13-3120 | THERMO FISHER SCIENTIFIC | 61-22
1546 |  | D70-SE-40613 | SPEED SENSOR | D70-CNV-031 |  |  | D70-13-3150 | THERMO FISHER SCIENTIFIC | 61-22
1547 |  | D70-SE-40813 | SPEED SENSOR | D70-CNV-032 |  |  | D70-13-3160 | THERMO FISHER SCIENTIFIC | 61-22
1548 |  | D70-SE-41013 | SPEED SENSOR | D70-CNV-033 |  |  | D70-13-3170 | THERMO FISHER SCIENTIFIC | 61-22
1549 |  | D70-SE-41202 | SPEED SENSOR | D70-THK-066 |  |  | D70-13-3190 | THERMO FISHER SCIENTIFIC | 61-22
1550 |  | D70-ST-40103 | SPEED TRANS | D70-THK-062 |  |  | D70-13-3120 | THERMO FISHER SCIENTIFIC | 61-22 | Included in instrument (SE)
1551 |  | D70-ST-40613 | SPEED TRANS | D70-CNV-031 |  |  | D70-13-3150 | THERMO FISHER SCIENTIFIC | 61-22 | Included in instrument (SE)
1552 |  | D70-ST-40813 | SPEED TRANS | D70-CNV-032 |  |  | D70-13-3160 | THERMO FISHER SCIENTIFIC | 61-22 | Included in instrument (SE)
1553 |  | D70-ST-41013 | SPEED TRANS | D70-CNV-033 |  |  | D70-13-3170 | THERMO FISHER SCIENTIFIC | 61-22 | Included in instrument (SE)
1554 |  | D70-ST-41202 | SPEED TRANS | D70-THK-066 |  |  | D70-13-3190 | THERMO FISHER SCIENTIFIC | 61-22 | Included in instrument (SE)
1555 |  | D70-TC-40208 | TEMP. TRANS | D70-THK-062A |  |  | D70-13-3120
1556 |  | D70-TC-40209 | TEMP. TRANS | D70-THK-062A |  |  | D70-13-3120
1557 |  | D70-TC-40211 | TEMP. TRANS | D70-THK-062A |  |  | D70-13-3120
1558 |  | D70-TC-41308 | TEMP. TRANS | D70-THK-066A |  |  | D70-13-3190
1559 |  | D70-TC-41309 | TEMP. TRANS | D70-THK-066A |  |  | D70-13-3190
1560 |  | D70-TC-41311 | TEMP. TRANS | D70-THK-066A |  |  | D70-13-3190
1561 |  | D70-TI-40203 | INDICATOR/LIGHT - ??? | D70-THK-062A |  |  | D70-13-3120 | WINTERS INSTRUMENTS | TBM
1562 |  | D70-TI-41303 | INDICATOR/LIGHT - ??? | D70-THK-066A |  |  | D70-13-3190 | WINTERS INSTRUMENTS | TBM
1563 |  | D70-TSHH-40212 | TEMP. SW - ??? | D70-THK-062A |  |  | D70-13-3120
1564 |  | D70-TSHH-41312 | TEMP. SW - ??? | D70-THK-066A |  |  | D70-13-3190
1565 |  | D70-WIT-40304 | WEIGHT TRANS | D70-TNK-062 |  |  | D70-13-3120
1566 |  | D70-WIT-41404 | WEIGHT TRANS | D70-TNK-066 |  |  | D70-13-3190
1567 |  | D70-YB-40361 | BELL, BUZZER | D70-TNK-062 |  |  | D70-13-3120 | ALLEN-BRADLEY | 855H-B-A 10 D
1568 |  | D70-YB-40461 | INDICATOR/LIGHT - ??? | D70-TNK-063 |  |  | D70-13-3140 | ALLEN-BRADLEY | 855H-B-A 10 D
1569 |  | D70-YB-40661 | BELL, BUZZER | D70-CNV-031 |  |  | D70-13-3150 | ALLEN-BRADLEY | 855H-B-A 10 D
1570 |  | D70-YB-40861 | BELL, BUZZER | D70-CNV-032 |  |  | D70-13-3160 | ALLEN-BRADLEY | 855H-B-A 10 D
1571 |  | D70-YB-41061 | BELL, BUZZER | D70-CNV-033 |  |  | D70-13-3170 | ALLEN-BRADLEY | 855H-B-A 10 D
1572 |  | D70-YB-41461 | BELL, BUZZER | D70-TNK-066 |  |  | D70-13-3190 | ALLEN-BRADLEY | 855H-B-A 10 D
1573 |  | D70-YL-40451 | INDICATOR/LIGHT - ??? | D70-TNK-063 |  |  | D70-13-3140 | FEDERAL SIGNAL | 151XST
1574 |  | D70-YL-40651 | INDICATOR/LIGHT - ??? | D70-CNV-031 |  |  | D70-13-3150 | FEDERAL SIGNAL | 151XST
1575 |  | D70-YL-40851 | INDICATOR/LIGHT - ??? | D70-CNV-032 |  |  | D70-13-3160 | FEDERAL SIGNAL | 151XST
1576 |  | D70-YL-41051 | INDICATOR/LIGHT - ??? | D70-CNV-033 |  |  | D70-13-3170 | FEDERAL SIGNAL | 151XST
1577 |  | D70-YS-60931 | CONTACT SW - ??? | D70-AIR-046 | 25-API-CC37-V-6016 |  | D93-13-4620
1578 |  | D70-YS-60932 | CONTACT SW - ??? | D70-AIR-047 | 25-API-CC37-V-6017 |  | D93-13-4620
1579 |  | D70-YS-60933 | CONTACT SW - ??? | D70-AIR-048 | 25-API-CC37-V-6018 |  | D93-13-4620
1580 |  | D70-YS-60934 | CONTACT SW - ??? | D70-AIR-049 | 25-API-CC37-V-6019 |  | D93-13-4620
1581 |  | D70-YS-60935 | CONTACT SW - ??? | D70-AIR-052 | 25-APRS-CC37-V-6156 |  | D93-13-4640
1582 |  | D70-YS-60936 | CONTACT SW - ??? | D93-AIR-082 | 25-APR-CC37-V-6140 |  | D93-13-4630
1583 |  | D70-YV-40031 | Valve ON/OFF (NO) - BALL - PNEU - FI | D70-TNK-061 |  |  | D70-13-3110 | NELES | TBD
1584 |  | D70-YV-40331 | Valve ON/OFF (NC) - KG - PNEU - FI | D70-TNK-062 | 150-SSL-CC32-R-4004 |  | D70-13-3120 | CLARKSON | TBD
1585 |  | D70-YV-40332 | Valve ON/OFF (NC) - KG - PNEU - FI | D70-TNK-062 |  |  | D70-13-3120 | CLARKSON | TBD
1586 |  | D70-YV-40333 | Valve ON/OFF (NC) - KG - PNEU - FI | D70-TNK-062 |  |  | D70-13-3120 | CLARKSON | TBD
1587 |  | D70-YV-40334 | Valve ON/OFF (NO) - KG - PNEU - FI | D70-TNK-062 |  |  | D70-13-3120 | CLARKSON | TBD
1588 |  | D70-YV-40335 | Valve ON/OFF (NC) - KG - PNEU - FI | D70-TNK-062 |  |  | D70-13-3120 | CLARKSON | TBD
1589 |  | D70-YV-40336 | Valve ON/OFF (NO) - KG - PNEU - FI | D70-TNK-062 |  |  | D70-13-3120 | CLARKSON | TBD
1590 |  | D70-YV-40337 | Valve ON/OFF (NO) - KG - PNEU - FI | D70-TNK-062 |  |  | D70-13-3120 | CLARKSON | TBD
1591 |  | D70-YV-40338 | Valve ON/OFF (NC) - KG - PNEU - FI | D70-TNK-062 |  |  | D70-13-3120 | CLARKSON | TBD
1592 |  | D70-YV-40431 | Valve ON/OFF (NO) - KG - PNEU - FI |  | 300-SSL-CC32-R-4012 |  | D70-13-3140 | CLARKSON | TBD
1593 |  | D70-YV-40432 | Valve ON/OFF (NC) - KG - PNEU - FI | D70-TNK-063 | 150-SSL-CC33-V-4014 |  | D70-13-3140 | CLARKSON | TBD
1594 |  | D70-YV-40433 | Valve ON/OFF (NO) - KG - PNEU - FI | D70-PSL-053 | 300-SSL-CC32-R-4013 |  | D70-13-3140 | CLARKSON | TBD
1595 |  | D70-YV-40434 | Valve ON/OFF (NO) - KG - PNEU - FI |  | 300-SSL-CC32-R-4016 |  | D70-13-3140 | CLARKSON | TBD
1596 |  | D70-YV-40435 | Valve ON/OFF (NC) - KG - PNEU - FI | D70-TNK-063 | 150-SSL-CC33-V-4018 |  | D70-13-3140 | CLARKSON | TBD
1597 |  | D70-YV-40436 | Valve ON/OFF (NO) - KG - PNEU - FI | D70-PSL-054 | 300-SSL-CC32-R-4017 |  | D70-13-3140 | CLARKSON | TBD
1598 |  | D70-YV-40437 | Valve ON/OFF (NO) - KG - PNEU - FI |  | 300-SSL-CC32-R-4020 |  | D70-13-3140 | CLARKSON | TBD
1599 |  | D70-YV-40438 | Valve ON/OFF (NC) - KG - PNEU - FI | D70-TNK-063 | 150-SSL-CC33-V-4022 |  | D70-13-3140 | CLARKSON | TBD
1600 |  | D70-YV-40439 | Valve ON/OFF (NO) - KG - PNEU - FI | D70-PSL-055 | 300-SSL-CC32-R-4021 |  | D70-13-3140 | CLARKSON | TBD
1601 |  | D70-YV-40531 | Valve ON/OFF (NC) - KG - PNEU - FI | D70-PRS-001 | 300-SSL-CC32-R-4015 |  | D70-13-3150 | CLARKSON | TBD
1602 |  | D70-YV-40731 | Valve ON/OFF (NC) - KG - PNEU - FI |  | 300-SSL-CC32-R-4019 |  | D70-13-3160 | CLARKSON | TBD
1603 |  | D70-YV-40931 | Valve ON/OFF (NC) - KG - PNEU - FI |  | 300-SSL-CC32-R-4023 |  | D70-13-3170 | CLARKSON | TBD
1604 |  | D70-YV-41431 | Valve ON/OFF (NC) - PINCH - PNEU - FI |  | 40-SSL-CC33-V-4045 |  | D70-13-3190 | FLOWROX | TBD
1605 |  | D70-YV-41432 | Valve ON/OFF (NO) - PINCH - PNEU - FI |  | 25-SSL-CC33-V-4048 |  | D70-13-3190 | FLOWROX | TBD
1606 |  | D70-YV-41433 | Valve ON/OFF (NC) - PINCH - PNEU - FI |  | 40-SSL-CC33-V-4046 |  | D70-13-3190 | FLOWROX | TBD
1607 |  | D70-YV-41434 | Valve ON/OFF (NO) - PINCH - PNEU - FI |  | 40-SSL-CC33-V-4043 |  | D70-13-3190 | FLOWROX | TBD
1608 |  | D70-YV-41435 | Valve ON/OFF (NC) - PINCH - PNEU - FI |  | 25-SSL-CC33-V-4047 |  | D70-13-3190 | FLOWROX | TBD
1609 |  | D70-YV-41436 | Valve ON/OFF (NO) - PINCH - PNEU - FI |  | 40-SSL-CC33-V-4044 |  | D70-13-3190 | FLOWROX | TBD
1610 |  | D70-YV-41437 | Valve ON/OFF (NO) - PINCH - PNEU - FI |  | 40-SSL-CC33-V-4044 |  | D70-13-3190 | FLOWROX | TBD
1611 |  | D70-YV-41438 | Valve ON/OFF (NC) - PINCH - PNEU - FI |  | 40-SSL-CC33-V-4050 |  | D70-13-3190 | FLOWROX | TBD
1612 |  | D70-ZI-40101 | INDICATOR/LIGHT - ??? | D70-THK-062 |  |  | D70-13-3120
1613 |  | D70-ZI-41201 | INDICATOR/LIGHT - ??? | D70-THK-066 |  |  | D70-13-3190
1614 |  | D70-ZSC-40307 | POSITION SW - ??? | D70-TNK-062 |  |  | D70-13-3120
1615 |  | D70-ZSC-41131 | POSITION SW - ??? | D20-TNK-008 |  |  | D70-13-3180 | TOPWORX | TBD
1616 |  | D70-ZSC-41132 | POSITION SW - ??? | D20-TNK-008 |  |  | D70-13-3180 | TOPWORX | TBD
1617 |  | D70-ZSC-41133 | POSITION SW - ??? | D70-TNK-065 |  |  | D70-13-3180 | TOPWORX | TBD
1618 |  | D70-ZSC-41134 | POSITION SW - ??? | D20-TNK-008 |  |  | D70-13-3180 | TOPWORX | TBD
1619 |  | D70-ZSC-41407 | POSITION SW - ??? |  | 40-SSL-CC33-V-4044 |  | D70-13-3190
1620 |  | D70-ZSC-45031 | POSITION SW - ??? |  | 500-WPR-PC15-4301 |  | D70-13-3130 | TOPWORX | TBD
1621 |  | D70-ZSC-45032 | POSITION SW - ??? |  | 400-WPR-PC15-4302 |  | D70-13-3130 | TOPWORX | TBD
1622 |  | D70-ZSC-45033 | POSITION SW - ??? |  | 500-WPR-PC15-4303 |  | D70-13-3130 | TOPWORX | TBD
1623 |  | D70-ZSC-45034 | POSITION SW - ??? |  | 400-WPR-PC15-4304 |  | D70-13-3130 | TOPWORX | TBD
1624 |  | D70-ZSC-45035 | POSITION SW - ??? |  | 315-WWA-PC15-4061 |  | D70-13-3130 | TOPWORX | TBD
1625 |  | D70-ZSC-45036 | POSITION SW - ??? |  | 315-WWA-PC15-4062 |  | D70-13-3130 | TOPWORX | TBD
1626 |  | D70-ZSC-45037 | POSITION SW - ??? |  | 315-WWA-PC15-4063 |  | D70-13-3130 | TOPWORX | TBD
1627 |  | D70-ZSC-45038 | POSITION SW - ??? |  | 315-WWA-PC15-4064 |  | D70-13-3130 | TOPWORX | TBD
1628 |  | D70-ZSC-45041 | POSITION SW - ??? |  | 450-WWA-PC15-4070 |  | D70-13-3130 | TOPWORX | TBD
1629 |  | D70-ZSC-45042 | POSITION SW - ??? |  | 450-WWA-PC15-4071 |  | D70-13-3130 | TOPWORX | TBD
1630 |  | D70-ZSC-45043 | POSITION SW - ??? |  | 450-WWA-PC15-4072 |  | D70-13-3130 | TOPWORX | TBD
1631 |  | D70-ZSC-45044 | POSITION SW - ??? |  | 450-WWA-PC15-4073 |  | D70-13-3130 | TOPWORX | TBD
1632 |  | D70-ZSC-62042 | POSITION SW - ??? |  | 100-WWH-CF1-V-4081 |  | D95-13-5120
1633 |  | D70-ZSC-62044 | POSITION SW - ??? |  | 100-WWH-CF1-V-4079 |  | D95-13-5120
1634 |  | D70-ZSH-40102 | POSITION SW - ??? | D70-THK-062 |  |  | D70-13-3120
1635 |  | D70-ZSH-41201 | POSITION SW - ??? | D70-THK-066 |  |  | D70-13-3190
1636 |  | D70-ZSL-40102 | POSITION SW - ??? | D70-THK-062 |  |  | D70-13-3120
1637 |  | D70-ZSL-41201 | POSITION SW - ??? | D70-THK-066 |  |  | D70-13-3190
1638 |  | D70-ZSO-40307 | POSITION SW - ??? | D70-TNK-062 |  |  | D70-13-3120
1639 |  | D70-ZSO-41131 | POSITION SW - ??? | D20-TNK-008 |  |  | D70-13-3180 | TOPWORX | TBD
1640 |  | D70-ZSO-41132 | POSITION SW - ??? | D20-TNK-008 |  |  | D70-13-3180 | TOPWORX | TBD
1641 |  | D70-ZSO-41133 | POSITION SW - ??? | D70-TNK-065 |  |  | D70-13-3180 | TOPWORX | TBD
1642 |  | D70-ZSO-41134 | POSITION SW - ??? | D20-TNK-008 |  |  | D70-13-3180 | TOPWORX | TBD
1643 |  | D70-ZSO-41407 | POSITION SW - ??? |  | 40-SSL-CC33-V-4044 |  | D70-13-3190
1644 |  | D70-ZSO-45031 | POSITION SW - ??? |  | 500-WPR-PC15-4301 |  | D70-13-3130 | TOPWORX | TBD
1645 |  | D70-ZSO-45032 | POSITION SW - ??? |  | 400-WPR-PC15-4302 |  | D70-13-3130 | TOPWORX | TBD
1646 |  | D70-ZSO-45033 | POSITION SW - ??? |  | 500-WPR-PC15-4303 |  | D70-13-3130 | TOPWORX | TBD
1647 |  | D70-ZSO-45034 | POSITION SW - ??? |  | 400-WPR-PC15-4304 |  | D70-13-3130 | TOPWORX | TBD
1648 |  | D70-ZSO-45035 | POSITION SW - ??? |  | 315-WWA-PC15-4061 |  | D70-13-3130 | TOPWORX | TBD
1649 |  | D70-ZSO-45036 | POSITION SW - ??? |  | 315-WWA-PC15-4062 |  | D70-13-3130 | TOPWORX | TBD
1650 |  | D70-ZSO-45037 | POSITION SW - ??? |  | 315-WWA-PC15-4063 |  | D70-13-3130 | TOPWORX | TBD
1651 |  | D70-ZSO-45038 | POSITION SW - ??? |  | 315-WWA-PC15-4064 |  | D70-13-3130 | TOPWORX | TBD
1652 |  | D70-ZSO-45041 | POSITION SW - ??? |  | 450-WWA-PC15-4070 |  | D70-13-3130 | TOPWORX | TBD
1653 |  | D70-ZSO-45042 | POSITION SW - ??? |  | 450-WWA-PC15-4071 |  | D70-13-3130 | TOPWORX | TBD
1654 |  | D70-ZSO-45043 | POSITION SW - ??? |  | 450-WWA-PC15-4072 |  | D70-13-3130 | TOPWORX | TBD
1655 |  | D70-ZSO-45044 | POSITION SW - ??? |  | 450-WWA-PC15-4073 |  | D70-13-3130 | TOPWORX | TBD
1656 |  | D70-ZSO-62042 | POSITION SW - ??? |  | 100-WWH-CF1-V-4081 |  | D95-13-5120
1657 |  | D70-ZSO-62044 | POSITION SW - ??? |  | 100-WWH-CF1-V-4079 |  | D95-13-5120
1658 |  | D70-ZT-40101 | POSITION TRANS - ??? | D70-THK-062 |  |  | D70-13-3120
1659 |  | D70-ZT-41201 | POSITION TRANS - ??? | D70-THK-066 |  |  | D70-13-3190
1660 |  | D70-ZVL-40213 | VALVE ON/OFF - ??? | D70-THK-062A |  |  | D70-13-3120
1661 |  | D70-ZVL-40214 | VALVE ON/OFF - ??? | D70-THK-062A |  |  | D70-13-3120
1662 |  | D70-ZVL-41313 | Valve ON/OFF (NO) - SOLENOID | D70-THK-066A |  |  | D70-13-3190
1663 |  | D70-ZVL-41314 | Valve ON/OFF (NO) - SOLENOID | D70-THK-066A |  |  | D70-13-3190
1664 |  | D70-ZY-40306 | CONVERTER ANALOG | D70-TNK-062 |  |  | D70-13-3120
1665 |  | D70-ZY-41406 | CONVERTER ANALOG |  | 40-SSL-CC33-V-4044 |  | D70-13-3190
1666 |  | D75-GT-42071 | CAMERA | D75-CNV-036 |  |  | D75-13-3210
1667 |  | D75-HK-42010 | PUSHBUTTON STATION | D75-CNV-036 |  |  | D75-13-3210 | ALLEN-BRADLEY | TBD
1668 |  | D75-HSS-42011 | SAFETY SW - PULL CORD SW | D75-CNV-036 |  |  | D75-13-3210 | THERMO FISHER SCIENTIFIC | SPS-2D
1669 |  | D75-HSS-42012 | SAFETY SW - PULL CORD SW | D75-CNV-036 |  |  | D75-13-3210 | THERMO FISHER SCIENTIFIC | SPS-2D
1670 |  | D75-LE-42015 | LEVEL SENSOR | D75-CHU-101 |  |  | D75-13-3210 | ENDRESS + HAUSER | TBD | Included in instrument
1671 |  | D75-LSH-42015 | LEVEL SW - VIBRATING ROD SOLID | D75-CHU-101 |  |  | D75-13-3210 | ENDRESS + HAUSER | FTM20
1672 |  | D75-LX-42015 | LEVEL SENSOR | D75-CHU-101 |  |  | D75-13-3210 | ENDRESS + HAUSER | TBD | Included in instrument
1673 |  | D75-SE-42013 | SPEED SENSOR | D75-CNV-036 |  |  | D75-13-3210 | THERMO FISHER SCIENTIFIC | 61-22
1674 |  | D75-ST-42013 | SPEED TRANS | D75-CNV-036 |  |  | D75-13-3210 | THERMO FISHER SCIENTIFIC | 61-22 | Included in instrument (SE)
1675 |  | D75-XE-42041 | METAL DETECTOR SENSOR | D75-MED-011 |  |  | D75-13-3210
1676 |  | D75-XZ-42044 | BELL, BUZZER | D75-MED-011 |  |  | D75-13-3210
1677 |  | D75-YB-42061 | INDICATOR/LIGHT - ??? | D75-CNV-036 |  |  | D75-13-3210 | ALLEN-BRADLEY | 855H-B-A 10 D
1678 |  | D75-YB-42062 | INDICATOR/LIGHT - ??? | D75-CNV-036 |  |  | D75-13-3210 | ALLEN-BRADLEY | 855H-B-A 10 D
1679 |  | D75-YB-42063 | INDICATOR/LIGHT - ??? | D75-CNV-036 |  |  | D75-13-3210 | ALLEN-BRADLEY | 855H-B-A 10 D
1680 |  | D75-YL-42051 | INDICATOR/LIGHT - ??? | D75-CNV-036 |  |  | D75-13-3210 | FEDERAL SIGNAL | 151XST
1681 |  | D75-YL-42052 | INDICATOR/LIGHT - ??? | D75-CNV-036 |  |  | D75-13-3210 | FEDERAL SIGNAL | 151XST
1682 |  | D75-YL-42053 | INDICATOR/LIGHT - ??? | D75-CNV-036 |  |  | D75-13-3210 | FEDERAL SIGNAL | 151XST
1683 |  | D75-YL-42054 | INDICATOR/LIGHT - ??? | D75-CNV-036 |  |  | D75-13-3210 | FEDERAL SIGNAL | 151XST
1684 |  | D75-YL-42055 | INDICATOR/LIGHT - ??? | D75-CNV-036 |  |  | D75-13-3210 | FEDERAL SIGNAL | 151XST
1685 |  | D75-YL-42056 | INDICATOR/LIGHT - ??? | D75-CNV-036 |  |  | D75-13-3210 | FEDERAL SIGNAL | 151XST
1686 |  | D75-YS-42042 | CONTACT SW - ??? | D75-MED-011 |  |  | D75-13-3210
1687 |  | D75-YY-42043 | SOFT TAG COMMAND SIGNAL | D75-MED-011 |  |  | D75-13-3210
1688 |  | D75-ZS-42001 | POSITION SW - ??? | D75-CNV-036 |  |  | D75-13-3210 | THERMO FISHER SCIENTIFIC | ROS-2D
1689 |  | D75-ZS-42002 | POSITION SW - ??? | D75-CNV-036 |  |  | D75-13-3210 | THERMO FISHER SCIENTIFIC | ROS-2D
1690 |  | D75-ZS-42003 | POSITION SW - ??? | D75-CNV-036 |  |  | D75-13-3210 | THERMO FISHER SCIENTIFIC | ROS-2D
1691 |  | D75-ZS-42004 | POSITION SW - ??? | D75-CNV-036 |  |  | D75-13-3210 | THERMO FISHER SCIENTIFIC | ROS-2D
1692 |  | D75-ZS-42005 | POSITION SW - ??? | D75-CNV-036 |  |  | D75-13-3210 | THERMO FISHER SCIENTIFIC | ROS-2D
1693 |  | D75-ZS-42006 | POSITION SW - ??? | D75-CNV-036 |  |  | D75-13-3210 | THERMO FISHER SCIENTIFIC | ROS-2D
1694 |  | D75-ZS-42007 | POSITION SW - ??? | D75-CNV-036 |  |  | D75-13-3210 | THERMO FISHER SCIENTIFIC | ROS-2D
1695 |  | D75-ZS-42008 | POSITION SW - ??? | D75-CNV-036 |  |  | D75-13-3210 | THERMO FISHER SCIENTIFIC | ROS-2D
1696 |  | D75-ZSH-42009 | POSITION SW - ??? | D75-CNV-036 |  |  | D75-13-3210 | IFM | TBD
1697 |  | D75-ZSL-42009 | POSITION SW - ??? | D75-CNV-036 |  |  | D75-13-3210 | IFM | TBD
1698 | 00 NEW | D80-LI-53101 | LEVEL INDICATOR | ANTISCALANT TOTE |  |  | D80-13-4220
1699 | 00 NEW | D80-LI-53102 | LEVEL INDICATOR | ANTISCALANT TOTE |  |  | D80-13-4220
1700 | 00 NEW | D80-LI-53103 | LEVEL INDICATOR | ANTISCALANT TOTE |  |  | D80-13-4220
1701 | 00 NEW | D80-LIT-53101 | LEVEL TRANS - ??? | ANTISCALANT TOTE |  |  | D80-13-4220
1702 | 00 NEW | D80-LIT-53102 | LEVEL TRANS - ??? | ANTISCALANT TOTE |  |  | D80-13-4220
1703 | 00 NEW | D80-LIT-53103 | LEVEL TRANS - ??? | ANTISCALANT TOTE |  |  | D80-13-4220
1704 |  | D80-MCV-61031 | Valve ON/OFF (NC) - SOLENOID | D80-AIR-066 |  |  | D91-13-4460
1705 |  | D80-PI-61003 | INDICATOR/LIGHT - ??? | D80-AIR-066 |  |  | D91-13-4460 | ENDRESS + HAUSER | TBD
1706 |  | D80-PSV-61001 | PRESSURE SAFETY VALVE | D80-AIR-066 |  |  | D91-13-4460
1707 |  | D80-YS-61031 | CONTACT SW - ??? | D80-AIR-066 |  |  | D91-13-4460
1708 |  | D81-FE-50101 | FLOW SENSOR - ??? |  | 25-WTR-CC36-V-4414 |  | D80-13-4120 |  |  | Included in instrument
1709 |  | D81-FE-50106 | FLOW SENSOR - ??? |  | 50-SLS-CC33-V-5010 |  | D80-13-4120 |  |  | Included in instrument
1710 |  | D81-FIT-50101 | FLOW TRANS - INLINE - MAGNETIC |  | 25-WTR-CC36-V-4414 |  | D80-13-4120 | KROHNE | TBD
1711 |  | D81-FIT-50106 | FLOW TRANS - INLINE - MAGNETIC |  | 50-SLS-CC33-V-5010 |  | D80-13-4120 | KROHNE | TBD | Included in Reagents Package
1712 |  | D81-HK-50010 | PUSHBUTTON STATION | D81-SIL-006B |  |  | D80-13-4110 | ALLEN-BRADLEY | TBD | Included in Reagents Package
1713 |  | D81-HK-50020 | PUSHBUTTON STATION | D81-SIL-006C |  |  | D80-13-4110 | ALLEN-BRADLEY | TBD | Included in Reagents Package
1714 |  | D81-HK-50030 | PUSHBUTTON STATION | D81-SIL-006A |  |  | D80-13-4110 | ALLEN-BRADLEY | TBD | Included in Reagents Package
1715 |  | D81-HK-50110 | PUSHBUTTON STATION | D81-AGI-076 |  |  | D80-13-4120 | ALLEN-BRADLEY | TBD | Included in Reagents Package
1716 |  | D81-HK-50120 | PUSHBUTTON STATION | D81-PSL-067 |  |  | D80-13-4120 | ALLEN-BRADLEY | TBD | Included in Reagents Package
1717 |  | D81-HK-50130 | PUSHBUTTON STATION | D81-PSL-068 |  |  | D80-13-4120 | ALLEN-BRADLEY | TBD | Included in Reagents Package
1718 |  | D81-HK-56010 | PUSHBUTTON STATION | D81-PSU-046 |  |  | D80-13-4120 | ALLEN-BRADLEY | TBD
1719 |  | D81-LE-56001 | LEVEL SENSOR | D81-PSU-046 |  |  | D80-13-4120 | ENDRESS + HAUSER | TBD | Included in instrument
1720 |  | D81-LIT-50003 | LEVEL TRANS - NON-GUIDED RADAR | D81-SIL-006 |  |  | D80-13-4110 | ENDRESS + HAUSER | TBD | Included in Reagents Package
1721 |  | D81-LIT-50102 | LEVEL TRANS - GUIDED WAVE RADAR | D81-TNK-076 |  |  | D80-13-4120 | ENDRESS + HAUSER | TBD | Included in Reagents Package
1722 |  | D81-LIT-56001 | LEVEL TRANS - ULTRASONIC | D81-PSU-046 |  |  | D80-13-4120 | ENDRESS + HAUSER | TBD
1723 |  | D81-LSHH-50005 | LEVEL SW - VIBRATING ROD SOLID | D81-SIL-006 |  |  | D80-13-4110 | ENDRESS + HAUSER | FTM20 | Included in Reagents Package
1724 |  | D81-PCV-50031 | VALVE MODU - ??? |  | 20-ACO-CC37-V-6075 |  | D80-13-4110
1725 |  | D81-PCV-50032 | VALVE MODU - ??? |  | 20-ACO-CC37-V-6075 |  | D80-13-4110
1726 |  | D81-PDIT-50004 | PRESSURE DIFF - TRANS | D81-SIL-006E |  |  | D80-13-4110 | ENDRESS + HAUSER | PMD75 | Included in Reagents Package
1727 |  | D81-PI-50001 | INDICATOR/LIGHT - ??? |  | 20-ACO-CC37-V-6075 |  | D80-13-4110 | ENDRESS + HAUSER | TBD
1728 |  | D81-PI-50002 | INDICATOR/LIGHT - ??? |  | 20-ACO-CC37-V-6075 |  | D80-13-4110 | ENDRESS + HAUSER | TBD
1729 |  | D81-PI-50104 | INDICATOR/LIGHT - ??? |  | 50-SLS-CC33-V-5010 |  | D80-13-4120 | ENDRESS + HAUSER | TBD | Included in Reagents Package
1730 |  | D81-PI-50105 | INDICATOR/LIGHT - ??? |  |  |  | D80-13-4120 | ENDRESS + HAUSER | TBD | Included in Reagents Package
1731 |  | D81-SE-50006 | SPEED SENSOR | D81-SIL-006C |  |  | D80-13-4110 | THERMO FISHER SCIENTIFIC | 61-22 | Included in Reagents Package
1732 |  | D81-SE-50007 | SPEED SENSOR | D81-SIL-006A |  |  | D80-13-4110 | THERMO FISHER SCIENTIFIC | 61-22 | Included in Reagents Package
1733 |  | D81-SSL-50006 | SPEED SW | D81-SIL-006C |  |  | D80-13-4110 | THERMO FISHER SCIENTIFIC | 61-22 | Included in instrument (SE)
1734 |  | D81-SSL-50007 | SPEED SW | D81-SIL-006A |  |  | D80-13-4110 | THERMO FISHER SCIENTIFIC | 61-22 | Included in instrument (SE)
1735 |  | D81-TIT-50103 | TEMP. TRANS | D81-TNK-076 |  |  | D80-13-4120 | ENDRESS + HAUSER | iTemp TMT72 | Included in Reagents Package
1736 |  | D81-YB-50061 | BELL, BUZZER | D81-SIL-006 |  |  | D80-13-4110 | ALLEN-BRADLEY | 855H-B-A 10 D | Included in Reagents Package
1737 |  | D81-YV-50033 | Valve ON/OFF (NO) - SOLENOID |  | 20-ACO-CC37-V-6075 |  | D80-13-4110 | ASCO NUMATICS | TBD
1738 |  | D81-YV-50131 | Valve ON/OFF (NO) - BALL - PNEU - FI |  | 25-WTR-CC36-V-4414 |  | D80-13-4120 | NELES | TBD
1739 |  | D81-YV-50132 | Valve ON/OFF (NO) - PINCH - PNEU - FI |  |  |  | D80-13-4120 | FLOWROX | TBD | Included in Reagents Package
1740 |  | D81-YV-50133 | Valve ON/OFF (NO) - PINCH - PNEU - FI |  | 50-SLS-CC33-V-5010 |  | D80-13-4120 | FLOWROX | TBD | Included in Reagents Package
1741 |  | D81-YV-50134 | Valve ON/OFF (NC) - PINCH - PNEU - FI |  |  |  | D80-13-4120 | FLOWROX | TBD | Included in Reagents Package
1742 |  | D81-YV-50135 | Valve ON/OFF (NC) - PINCH - PNEU - FI |  |  |  | D80-13-4120 | FLOWROX | TBD | Included in Reagents Package
1743 |  | D81-YV-56031 | Valve ON/OFF (NO) - KG - PNEU - FI |  | 80-SSU-CC33-V-5013 |  | D80-13-4120 | CLARKSON | TBD
1744 |  | D81-YV-56032 | Valve ON/OFF (NC) - KG - PNEU - FI |  | 80-SSU-CC33-V-5014 |  | D80-13-4120 | CLARKSON | TBD
1745 |  | D82-AE-50704 | ANALYZER SENSOR | D82-XMM-051 |  |  | D80-13-4140 | ENDRESS + HAUSER | TBD | Included in Reagents Package
1746 |  | D82-AIT-50503 | ANALYZER - ??? |  |  |  | D80-13-4130 | ENDRESS + HAUSER | TBD | Included in Reagents Package
1747 |  | D82-AIT-50513 | ANALYZER - ??? |  |  |  | D80-13-4130 | ENDRESS + HAUSER | TBD | Included in Reagents Package
1748 |  | D82-AIT-50603 | ANALYZER - ??? |  |  |  | D80-13-4130 | ENDRESS + HAUSER | TBD | Included in Reagents Package
1749 |  | D82-AIT-50611 | GAZ DETECTOR | D82-TNK-078 |  |  | D80-13-4130 | SCOTT HEALTH & SAFETY | FREEDOM 5600 | Included in Reagents Package
1750 |  | D82-AIT-50704 | ANALYZER - ??? | D82-XMM-051 |  |  | D80-13-4140 | ENDRESS + HAUSER | TBD | Included in Reagents Package
1751 |  | D82-AIT-50811 | GAZ DETECTOR |  |  |  | D80-13-4140 | SCOTT HEALTH & SAFETY | FREEDOM 5600 | Included in Reagents Package
1752 |  | D82-FE-50501 | FLOW SENSOR - ??? |  | 80-CCA-CC34-5308 |  | D80-13-4130 |  |  | Included in instrument
1753 |  | D82-FE-50502 | FLOW SENSOR - ??? |  | 50-WTR-PC15-4419 |  | D80-13-4130 |  |  | Included in instrument
1754 |  | D82-FE-50519 | FLOW SENSOR - ??? |  |  |  | D80-13-4130 |  |  | Included in instrument
1755 |  | D82-FE-50601 | FLOW SENSOR - ??? |  | 25-CCA-CC34-5307 |  | D80-13-4130 |  |  | Included in instrument
1756 |  | D82-FE-50602 | FLOW SENSOR - ??? |  | 50-WTR-PC15-4420 |  | D80-13-4130 |  |  | Included in instrument
1757 |  | D82-FE-50701 | FLOW SENSOR - ??? |  | 50-WTR-PC15-4421 |  | D80-13-4140 |  |  | Included in instrument
1758 |  | D82-FE-50702 | FLOW SENSOR - ??? |  | 25-CCA-CC34-5306 |  | D80-13-4140 |  |  | Included in instrument
1759 |  | D82-FIT-50501 | FLOW TRANS - INLINE - MAGNETIC |  | 80-CCA-CC34-5308 |  | D80-13-4130 | KROHNE | TBD
1760 |  | D82-FIT-50502 | FLOW TRANS - INLINE - MAGNETIC |  | 50-WTR-PC15-4419 |  | D80-13-4130 | KROHNE | TBD
1761 |  | D82-FIT-50519 | FLOW TRANS - INLINE - MAGNETIC |  |  |  | D80-13-4130 | KROHNE | TBD | Included in Reagents Package
1762 |  | D82-FIT-50601 | FLOW TRANS - INLINE - MAGNETIC |  | 25-CCA-CC34-5307 |  | D80-13-4130 | KROHNE | TBD
1763 |  | D82-FIT-50602 | FLOW TRANS - INLINE - MAGNETIC |  | 50-WTR-PC15-4420 |  | D80-13-4130 | KROHNE | TBD
1764 |  | D82-FIT-50701 | FLOW TRANS - INLINE - MAGNETIC |  | 50-WTR-PC15-4421 |  | D80-13-4140 | KROHNE | TBD
1765 |  | D82-FIT-50702 | FLOW TRANS - INLINE - MAGNETIC |  | 25-CCA-CC34-5306 |  | D80-13-4140 | KROHNE | TBD
1766 |  | D82-HK-50510 | PUSHBUTTON STATION |  |  |  | D80-13-4130 | ALLEN-BRADLEY | TBD | Included in Reagents Package
1767 |  | D82-HK-50520 | PUSHBUTTON STATION | D82-PSO-042 |  |  | D80-13-4130 | ALLEN-BRADLEY | TBD | Included in Reagents Package
1768 |  | D82-HK-50610 | PUSHBUTTON STATION | D82-AGI-078 |  |  | D80-13-4130 | ALLEN-BRADLEY | TBD | Included in Reagents Package
1769 |  | D82-HK-50620 | PUSHBUTTON STATION | D82-PSO-045 |  |  | D80-13-4130 | ALLEN-BRADLEY | TBD | Included in Reagents Package
1770 |  | D82-HK-50710 | PUSHBUTTON STATION | D82-FAN-021 |  |  | D80-13-4140 | ALLEN-BRADLEY | TBD | Included in Reagents Package
1771 |  | D82-HK-50810 | PUSHBUTTON STATION | D82-PSO-043 |  |  | D80-13-4140 | ALLEN-BRADLEY | TBD | Included in Reagents Package
1772 |  | D82-HK-50820 | PUSHBUTTON STATION | D82-PSO-044 |  |  | D80-13-4140 | ALLEN-BRADLEY | TBD | Included in Reagents Package
1773 |  | D82-HK-56020 | PUSHBUTTON STATION | D82-PSU-047 |  |  | D80-13-4140 | ALLEN-BRADLEY | TBD
1774 |  | D82-LE-56002 | LEVEL SENSOR | D82-PSU-047 |  |  | D80-13-4140 | ENDRESS + HAUSER | TBD | Included in instrument
1775 |  | D82-LIT-50504 | LEVEL TRANS - GUIDED WAVE RADAR | D82-TNK-077 |  |  | D80-13-4130 | ENDRESS + HAUSER | TBD | Included in Reagents Package
1776 |  | D82-LIT-50604 | LEVEL TRANS - GUIDED WAVE RADAR | D82-TNK-078 |  |  | D80-13-4130 | ENDRESS + HAUSER | TBD | Included in Reagents Package
1777 |  | D82-LIT-50803 | LEVEL TRANS - GUIDED WAVE RADAR | D82-TNK-079 |  |  | D80-13-4140 | ENDRESS + HAUSER | TBD | Included in Reagents Package
1778 |  | D82-LIT-56002 | LEVEL TRANS - ULTRASONIC | D82-PSU-047 |  |  | D80-13-4140 | ENDRESS + HAUSER | TBD
1779 |  | D82-LSHH-50506 | LEVEL SW - VIBRATING FORK LIQUID | D82-TNK-077 |  |  | D80-13-4130 | ENDRESS + HAUSER | FTL50/FTL51 | Included in Reagents Package
1780 |  | D82-LSHH-50606 | LEVEL SW - VIBRATING FORK LIQUID | D82-TNK-078 |  |  | D80-13-4130 | ENDRESS + HAUSER | FTL50/FTL51 | Included in Reagents Package
1781 |  | D82-LSHH-50801 | LEVEL SW - VIBRATING FORK LIQUID | D82-TNK-079 |  |  | D80-13-4140 | ENDRESS + HAUSER | FTL50/FTL51 | Included in Reagents Package
1782 |  | D82-LSL-50507 | LEVEL SW - VIBRATING FORK LIQUID | D82-TNK-077 |  |  | D80-13-4130 | ENDRESS + HAUSER | FTL50/FTL51 | Included in Reagents Package
1783 |  | D82-LSL-50607 | LEVEL SW - VIBRATING FORK LIQUID | D82-TNK-078 |  |  | D80-13-4130 | ENDRESS + HAUSER | FTL50/FTL51 | Included in Reagents Package
1784 |  | D82-LSL-50802 | LEVEL SW - VIBRATING FORK LIQUID | D82-TNK-079 |  |  | D80-13-4140 | ENDRESS + HAUSER | FTL50/FTL51 | Included in Reagents Package
1785 |  | D82-PCV-50431 | VALVE MODU - ??? |  | 25-API-CC37-V-6077 |  | D80-13-4130
1786 |  | D82-PDIT-50508 | PRESSURE TRANS |  |  |  | D80-13-4130 | ENDRESS + HAUSER | PMD75 | Included in Reagents Package
1787 |  | D82-PDIT-50511 | PRESSURE TRANS | D82-TNK-077 |  |  | D80-13-4130 | ENDRESS + HAUSER | PMD75 | Included in Reagents Package
1788 |  | D82-PDIT-50608 | PRESSURE TRANS | D82-TNK-077 |  |  | D80-13-4130 | ENDRESS + HAUSER | PMD75 | Included in Reagents Package
1789 |  | D82-PDIT-50703 | PRESSURE TRANS | D82-XMM-051 |  |  | D80-13-4140 | ENDRESS + HAUSER | PMD75 | Included in Reagents Package
1790 |  | D82-PDIT-50804 | PRESSURE TRANS |  |  |  | D80-13-4140 | ENDRESS + HAUSER | PMD75 | Included in Reagents Package
1791 |  | D82-PDIT-50805 | PRESSURE TRANS |  |  |  | D80-13-4140 | ENDRESS + HAUSER | PMD75 | Included in Reagents Package
1792 |  | D82-PI-50509 | INDICATOR/LIGHT - ??? |  |  |  | D80-13-4130 | ENDRESS + HAUSER | TBD | Included in Reagents Package
1793 |  | D82-PI-50512 | INDICATOR/LIGHT - ??? |  |  |  | D80-13-4130 | ENDRESS + HAUSER | TBD | Included in Reagents Package
1794 |  | D82-PI-50515 | INDICATOR/LIGHT - ??? |  |  |  | D80-13-4130 | ENDRESS + HAUSER | TBD | Included in Reagents Package
1795 |  | D82-PI-50516 | INDICATOR/LIGHT - ??? |  |  |  | D80-13-4130 | ENDRESS + HAUSER | TBD | Included in Reagents Package
1796 |  | D82-PI-50517 | INDICATOR/LIGHT - ??? |  |  |  | D80-13-4130 | ENDRESS + HAUSER | TBD | Included in Reagents Package
1797 |  | D82-PI-50518 | INDICATOR/LIGHT - ??? |  |  |  | D80-13-4130 | ENDRESS + HAUSER | TBD | Included in Reagents Package
1798 |  | D82-PI-50609 | INDICATOR/LIGHT - ??? |  |  |  | D80-13-4130 | ENDRESS + HAUSER | TBD | Included in Reagents Package
1799 |  | D82-PI-50806 | INDICATOR/LIGHT - ??? |  |  |  | D80-13-4140 | ENDRESS + HAUSER | TBD | Included in Reagents Package
1800 |  | D82-PI-50807 | INDICATOR/LIGHT - ??? |  |  |  | D80-13-4140 | ENDRESS + HAUSER | TBD | Included in Reagents Package
1801 |  | D82-PIT-50514 | PRESSURE TRANS |  |  |  | D80-13-4130 | ENDRESS + HAUSER | PMC71 | Included in Reagents Package
1802 |  | D82-PIT-50808 | PRESSURE TRANS |  | 50-CCS-CC35-M-5114 |  | D80-13-4140 | ENDRESS + HAUSER | PMC71
1803 |  | D82-PSV-50401 | PRESSURE SAFETY VALVE |  |  |  | D80-13-4130 |  |  | Included in Reagents Package
1804 |  | D82-TIT-50505 | TEMP. TRANS | D82-TNK-077 |  |  | D80-13-4130 | ENDRESS + HAUSER | iTemp TMT72 | Included in Reagents Package
1805 |  | D82-TIT-50605 | TEMP. TRANS | D82-TNK-078 |  |  | D80-13-4130 | ENDRESS + HAUSER | iTemp TMT72 | Included in Reagents Package
1806 |  | D82-YB-50661 | INDICATOR/LIGHT - ??? | D82-TNK-078 |  |  | D80-13-4130 | ALLEN-BRADLEY | 855H-B-A 10 D | Included in Reagents Package
1807 |  | D82-YB-50861 | BELL, BUZZER |  |  |  | D80-13-4140 | ALLEN-BRADLEY | 855H-B-A 10 D | Included in Reagents Package
1808 |  | D82-YL-50651 | INDICATOR/LIGHT - ??? | D82-TNK-078 |  |  | D80-13-4130 | FEDERAL SIGNAL | 151XST | Included in Reagents Package
1809 |  | D82-YL-50851 | INDICATOR/LIGHT - ??? |  |  |  | D80-13-4140 | FEDERAL SIGNAL | 151XST | Included in Reagents Package
1810 |  | D82-YV-50432 | Valve ON/OFF (NO) - BALL - PNEU - FI |  |  |  | D80-13-4130 | NELES | TBD | Included in Reagents Package
1811 |  | D82-YV-50433 | Valve ON/OFF (NO) - BALL - PNEU - FI |  |  |  | D80-13-4130 | NELES | TBD | Included in Reagents Package
1812 |  | D82-YV-50531 | Valve ON/OFF (NO) - BALL - PNEU - FI |  | 80-CCA-CC34-5308 |  | D80-13-4130 | NELES | TBD
1813 |  | D82-YV-50532 | Valve ON/OFF (NO) - BALL - PNEU - FI |  | 50-WTR-PC15-4419 |  | D80-13-4130 | NELES | TBD
1814 |  | D82-YV-50534 | Valve ON/OFF (NO) - BALL - PNEU - FI |  |  |  | D80-13-4130 | NELES | TBD | Included in Reagents Package
1815 |  | D82-YV-50537 | Valve ON/OFF (NC) - BALL - PNEU - FI |  |  |  | D80-13-4130 | NELES | TBD | Included in Reagents Package
1816 |  | D82-YV-50539 | Valve ON/OFF (NO) - BALL - PNEU - FI |  |  |  | D80-13-4130 | NELES | TBD | Included in Reagents Package
1817 |  | D82-YV-50541 | Valve ON/OFF (NO) - BALL - PNEU - FI |  |  |  | D80-13-4130 | NELES | TBD | Included in Reagents Package
1818 |  | D82-YV-50542 | Valve ON/OFF (NO) - BALL - PNEU - FI |  |  |  | D80-13-4130 | NELES | TBD | Included in Reagents Package
1819 |  | D82-YV-50543 | Valve ON/OFF (NO) - BALL - PNEU - FI |  |  |  | D80-13-4130 | NELES | TBD | Included in Reagents Package
1820 |  | D82-YV-50544 | Valve ON/OFF (NC) - BALL - PNEU - FI |  |  |  | D80-13-4130 | NELES | TBD | Included in Reagents Package
1821 |  | D82-YV-50545 | Valve ON/OFF (NO) - BALL - PNEU - FI |  |  |  | D80-13-4130 | NELES | TBD | Included in Reagents Package
1822 |  | D82-YV-50631 | Valve ON/OFF (NO) - BALL - PNEU - FI |  | 25-CCA-CC34-5307 |  | D80-13-4130 | NELES | TBD
1823 |  | D82-YV-50632 | Valve ON/OFF (NO) - BALL - PNEU - FI |  | 50-WTR-PC15-4420 |  | D80-13-4130 | NELES | TBD
1824 |  | D82-YV-50634 | Valve ON/OFF (NC) - BALL - PNEU - FI |  |  |  | D80-13-4130 | NELES | TBD | Included in Reagents Package
1825 |  | D82-YV-50731 | Valve ON/OFF (NO) - BALL - PNEU - FI |  | 50-WTR-PC15-4421 |  | D80-13-4140 | NELES | TBD
1826 |  | D82-YV-50732 | Valve ON/OFF (NO) - BALL - PNEU - FI |  | 25-CCA-CC34-5306 |  | D80-13-4140 | NELES | TBD
1827 |  | D82-YV-50832 | Valve ON/OFF (NO) - BALL - PNEU - FI |  |  |  | D80-13-4140 | NELES | TBD | Included in Reagents Package
1828 |  | D82-YV-50835 | Valve ON/OFF (NC) - BALL - PNEU - FI |  |  |  | D80-13-4140 | NELES | TBD | Included in Reagents Package
1829 |  | D82-ZSC-50533 | POSITION SW - ??? |  |  |  | D80-13-4130 | STONEL | QUARTZ | Included in Reagents Package
1830 |  | D82-ZSC-50535 | POSITION SW - ??? |  |  |  | D80-13-4130 | STONEL | QUARTZ | Included in Reagents Package
1831 |  | D82-ZSC-50536 | POSITION SW - ??? |  |  |  | D80-13-4130 | STONEL | QUARTZ | Included in Reagents Package
1832 |  | D82-ZSC-50546 | POSITION SW - ??? |  |  |  | D80-13-4130 | STONEL | QUARTZ | Included in Reagents Package
1833 |  | D82-ZSC-50633 | POSITION SW - ??? | D82-TNK-078 |  |  | D80-13-4130 | STONEL | QUARTZ | Included in Reagents Package
1834 |  | D82-ZSC-50635 | POSITION SW - ??? |  |  |  | D80-13-4130 | STONEL | QUARTZ | Included in Reagents Package
1835 |  | D82-ZSC-50638 | POSITION SW - ??? |  |  |  | D80-13-4130 | STONEL | QUARTZ | Included in Reagents Package
1836 |  | D82-ZSC-50831 | POSITION SW - ??? |  |  |  | D80-13-4140 | STONEL | QUARTZ | Included in Reagents Package
1837 |  | D82-ZSC-50833 | POSITION SW - ??? |  |  |  | D80-13-4140 | STONEL | QUARTZ | Included in Reagents Package
1838 |  | D82-ZSC-50834 | POSITION SW - ??? |  |  |  | D80-13-4140 | STONEL | QUARTZ | Included in Reagents Package
1839 |  | D82-ZSC-50836 | POSITION SW - ??? |  |  |  | D80-13-4140 | STONEL | QUARTZ | Included in Reagents Package
1840 |  | D82-ZSC-50837 | POSITION SW - ??? |  | 50-CCS-CC35-M-5114 |  | D80-13-4140 | STONEL | QUARTZ
1841 |  | D82-ZSC-50838 | POSITION SW - ??? |  | 50-CCS-CC35-M-5121 |  | D80-13-4140 | STONEL | QUARTZ
1842 |  | D82-ZSO-50533 | POSITION SW - ??? |  |  |  | D80-13-4130 | STONEL | QUARTZ | Included in Reagents Package
1843 |  | D82-ZSO-50535 | POSITION SW - ??? |  |  |  | D80-13-4130 | STONEL | QUARTZ | Included in Reagents Package
1844 |  | D82-ZSO-50536 | POSITION SW - ??? |  |  |  | D80-13-4130 | STONEL | QUARTZ | Included in Reagents Package
1845 |  | D82-ZSO-50546 | POSITION SW - ??? |  |  |  | D80-13-4130 | STONEL | QUARTZ | Included in Reagents Package
1846 |  | D82-ZSO-50633 | POSITION SW - ??? | D82-TNK-078 |  |  | D80-13-4130 | STONEL | QUARTZ | Included in Reagents Package
1847 |  | D82-ZSO-50635 | POSITION SW - ??? |  |  |  | D80-13-4130 | STONEL | QUARTZ | Included in Reagents Package
1848 |  | D82-ZSO-50638 | POSITION SW - ??? |  |  |  | D80-13-4130 | STONEL | QUARTZ | Included in Reagents Package
1849 |  | D82-ZSO-50831 | POSITION SW - ??? |  |  |  | D80-13-4140 | STONEL | QUARTZ | Included in Reagents Package
1850 |  | D82-ZSO-50833 | POSITION SW - ??? |  |  |  | D80-13-4140 | STONEL | QUARTZ | Included in Reagents Package
1851 |  | D82-ZSO-50834 | POSITION SW - ??? |  |  |  | D80-13-4140 | STONEL | QUARTZ | Included in Reagents Package
1852 |  | D82-ZSO-50836 | POSITION SW - ??? |  |  |  | D80-13-4140 | STONEL | QUARTZ | Included in Reagents Package
1853 |  | D82-ZSO-50837 | POSITION SW - ??? |  | 50-CCS-CC35-M-5114 |  | D80-13-4140 | STONEL | QUARTZ
1854 |  | D82-ZSO-50838 | POSITION SW - ??? |  | 50-CCS-CC35-M-5121 |  | D80-13-4140 | STONEL | QUARTZ
1855 |  | D83-FE-51008 | POSITION SW - ??? |  |  |  | D80-13-4150 |  |  | Included in instrument
1856 |  | D83-FIT-51008 | FLOW TRANS - INLINE - MAGNETIC |  |  |  | D80-13-4150 | KROHNE | TBD | Included in Reagents Package
1857 |  | D83-HK-51010 | PUSHBUTTON STATION | D83-PSO-051 |  |  | D80-13-4150 | ALLEN-BRADLEY | TBD | Included in Reagents Package
1858 |  | D83-HK-51020 | PUSHBUTTON STATION | D83-PSO-052 |  |  | D80-13-4150 | ALLEN-BRADLEY | TBD | Included in Reagents Package
1859 |  | D83-LIT-51004 | LEVEL TRANS - GUIDED WAVE RADAR | D83-TNK-080 |  |  | D80-13-4150 | ENDRESS + HAUSER | TBD | Included in Reagents Package
1860 |  | D83-LSH-51002 | LEVEL SW - VIBRATING FORK LIQUID | D83-TNK-080 |  |  | D80-13-4150 | ENDRESS + HAUSER | FTL50/FTL51 | Included in Reagents Package
1861 |  | D83-LSHH-51003 | LEVEL SW - VIBRATING FORK LIQUID | D83-TNK-080 |  |  | D80-13-4150 | ENDRESS + HAUSER | FTL50/FTL51 | Included in Reagents Package
1862 |  | D83-LSL-51005 | LEVEL SW - VIBRATING FORK LIQUID | D83-TNK-080 |  |  | D80-13-4150 | ENDRESS + HAUSER | FTL50/FTL51 | Included in Reagents Package
1863 |  | D83-PDIT-51006 | PRESSURE TRANS |  |  |  | D80-13-4150 | ENDRESS + HAUSER | PMD75 | Included in Reagents Package
1864 |  | D83-PI-51001 | INDICATOR/LIGHT - ??? | D83-PSO-051 |  |  | D80-13-4150 | ENDRESS + HAUSER | TBD | Included in Reagents Package
1865 |  | D83-PI-51007 | INDICATOR/LIGHT - ??? |  |  |  | D80-13-4150 | ENDRESS + HAUSER | TBD | Included in Reagents Package
1866 |  | D83-YB-51061 | BELL, BUZZER | D83-TNK-080 |  |  | D80-13-4150 | ALLEN-BRADLEY | 855H-B-A 10 D | Included in Reagents Package
1867 |  | D83-YL-51051 | INDICATOR/LIGHT - ??? | D83-TNK-080 |  |  | D80-13-4150 | FEDERAL SIGNAL | 151XST | Included in Reagents Package
1868 |  | D83-YV-51034 | Valve ON/OFF (NO) - BALL - PNEU - FI |  |  |  | D80-13-4150 | NELES | TBD | Included in Reagents Package
1869 |  | D83-ZSC-51031 | POSITION SW - ??? |  |  |  | D80-13-4150 | STONEL | QUARTZ | Included in Reagents Package
1870 |  | D83-ZSC-51032 | POSITION SW - ??? |  |  |  | D80-13-4150 | STONEL | QUARTZ | Included in Reagents Package
1871 |  | D83-ZSC-51033 | POSITION SW - ??? |  |  |  | D80-13-4150 | STONEL | QUARTZ | Included in Reagents Package
1872 |  | D83-ZSC-51035 | POSITION SW - ??? |  |  |  | D80-13-4150 | STONEL | QUARTZ | Included in Reagents Package
1873 |  | D83-ZSO-51031 | POSITION SW - ??? |  |  |  | D80-13-4150 | STONEL | QUARTZ | Included in Reagents Package
1874 |  | D83-ZSO-51032 | POSITION SW - ??? |  |  |  | D80-13-4150 | STONEL | QUARTZ | Included in Reagents Package
1875 |  | D83-ZSO-51033 | POSITION SW - ??? |  |  |  | D80-13-4150 | STONEL | QUARTZ | Included in Reagents Package
1876 |  | D83-ZSO-51035 | POSITION SW - ??? |  |  |  | D80-13-4150 | STONEL | QUARTZ | Included in Reagents Package
1877 |  | D84-AIT-51502 | ANALYZER - ??? | D84-TNK-081 |  |  | D80-13-4160 | ENDRESS + HAUSER | TBD | Included in Reagents Package
1878 |  | D84-FE-51501 | POSITION SW - ??? |  | 50-WTR-PC15-4418 |  | D80-13-4160 |  |  | Included in instrument
1879 |  | D84-FE-51605 | FLOW SENSOR - ??? |  |  |  | D80-13-4170 |  |  | Included in instrument
1880 |  | D84-FE-51608 | FLOW SENSOR - ??? |  |  |  | D80-13-4170 |  |  | Included in instrument
1881 |  | D84-FIT-51501 | FLOW TRANS - INLINE - MAGNETIC |  | 50-WTR-PC15-4418 |  | D80-13-4160 | KROHNE | TBD
1882 |  | D84-FIT-51605 | FLOW TRANS - INLINE - MAGNETIC |  |  |  | D80-13-4170 | KROHNE | TBD | Included in Reagents Package
1883 |  | D84-FIT-51608 | FLOW TRANS - INLINE - MAGNETIC |  |  |  | D80-13-4170 | KROHNE | TBD | Included in Reagents Package
1884 |  | D84-HK-51510 | PUSHBUTTON STATION | D84-AGI-081 |  |  | D80-13-4160 | ALLEN-BRADLEY | TBD | Included in Reagents Package
1885 |  | D84-HK-51520 | PUSHBUTTON STATION | D84-PSO-056 |  |  | D80-13-4160 | ALLEN-BRADLEY | TBD | Included in Reagents Package
1886 |  | D84-HK-51610 | PUSHBUTTON STATION | D84-PSO-057 |  |  | D80-13-4170 | ALLEN-BRADLEY | TBD | Included in Reagents Package
1887 |  | D84-HK-51620 | PUSHBUTTON STATION | D84-PSO-058 |  |  | D80-13-4170 | ALLEN-BRADLEY | TBD | Included in Reagents Package
1888 |  | D84-HK-56030 | PUSHBUTTON STATION | D84-PSU-049 |  |  | D80-13-4170 | ALLEN-BRADLEY | TBD
1889 |  | D84-LE-56003 | LEVEL SENSOR | D84-PSU-049 |  |  | D80-13-4170 | ENDRESS + HAUSER | TBD | Included in instrument
1890 |  | D84-LIT-51503 | LEVEL TRANS - GUIDED WAVE RADAR | D84-TNK-081 |  |  | D80-13-4160 | ENDRESS + HAUSER | TBD | Included in Reagents Package
1891 |  | D84-LIT-51603 | LEVEL TRANS - GUIDED WAVE RADAR | D84-TNK-082 |  |  | D80-13-4170 | ENDRESS + HAUSER | TBD | Included in Reagents Package
1892 |  | D84-LIT-56003 | LEVEL TRANS - ULTRASONIC | D84-PSU-049 |  |  | D80-13-4170 | ENDRESS + HAUSER | TBD
1893 |  | D84-LSHH-51505 | LEVEL SW - VIBRATING FORK LIQUID | D84-TNK-081 |  |  | D80-13-4160 | ENDRESS + HAUSER | FTL50/FTL51 | Included in Reagents Package
1894 |  | D84-LSHH-51601 | LEVEL SW - VIBRATING FORK LIQUID | D84-TNK-082 |  |  | D80-13-4170 | ENDRESS + HAUSER | FTL50/FTL51 | Included in Reagents Package
1895 |  | D84-LSL-51506 | LEVEL SW - VIBRATING FORK LIQUID | D84-TNK-081 |  |  | D80-13-4160 | ENDRESS + HAUSER | FTL50/FTL51 | Included in Reagents Package
1896 |  | D84-LSL-51602 | LEVEL SW - VIBRATING FORK LIQUID | D84-TNK-082 |  |  | D80-13-4170 | ENDRESS + HAUSER | FTL50/FTL51 | Included in Reagents Package
1897 |  | D84-PDIT-51507 | PRESSURE TRANS |  |  |  | D80-13-4160 | ENDRESS + HAUSER | PMD75 | Included in Reagents Package
1898 |  | D84-PDIT-51604 | PRESSURE TRANS |  |  |  | D80-13-4170 | ENDRESS + HAUSER | PMD75 | Included in Reagents Package
1899 |  | D84-PDIT-51607 | PRESSURE TRANS |  |  |  | D80-13-4170 | ENDRESS + HAUSER | PMD75 | Included in Reagents Package
1900 |  | D84-PI-51508 | INDICATOR/LIGHT - ??? |  |  |  | D80-13-4160 | ENDRESS + HAUSER | TBD | Included in Reagents Package
1901 |  | D84-PI-51606 | INDICATOR/LIGHT - ??? |  |  |  | D80-13-4170 | ENDRESS + HAUSER | TBD | Included in Reagents Package
1902 |  | D84-PI-51609 | INDICATOR/LIGHT - ??? |  |  |  | D80-13-4170 | ENDRESS + HAUSER | TBD | Included in Reagents Package
1903 |  | D84-TIT-51504 | TEMP. TRANS | D84-TNK-081 |  |  | D80-13-4160 | ENDRESS + HAUSER | iTemp TMT72 | Included in Reagents Package
1904 |  | D84-YV-51531 | Valve ON/OFF (NO) - BALL - PNEU - FI |  | 50-WTR-PC15-4418 |  | D80-13-4160 | NELES | TBD
1905 |  | D84-YV-51533 | Valve ON/OFF (NO) - BALL - PNEU - FI |  |  |  | D80-13-4160 | NELES | TBD | Included in Reagents Package
1906 |  | D84-YV-51632 | Valve ON/OFF (NO) - BALL - PNEU - FI |  |  |  | D80-13-4170 | NELES | TBD | Included in Reagents Package
1907 |  | D84-YV-51636 | Valve ON/OFF (NO) - BALL - PNEU - FI |  |  |  | D80-13-4170 | NELES | TBD | Included in Reagents Package
1908 |  | D84-ZSC-51532 | POSITION SW - ??? |  |  |  | D80-13-4160 | STONEL | QUARTZ | Included in Reagents Package
1909 |  | D84-ZSC-51534 | POSITION SW - ??? |  |  |  | D80-13-4160 | STONEL | QUARTZ | Included in Reagents Package
1910 |  | D84-ZSC-51631 | POSITION SW - ??? |  |  |  | D80-13-4170 |  |  | Included in Reagents Package
1911 |  | D84-ZSC-51634 | POSITION SW - ??? |  |  |  | D80-13-4170 |  |  | Included in Reagents Package
1912 |  | D84-ZSC-51635 | POSITION SW - ??? |  |  |  | D80-13-4170 |  |  | Included in Reagents Package
1913 |  | D84-ZSC-51637 | POSITION SW - ??? |  |  |  | D80-13-4170 |  |  | Included in Reagents Package
1914 |  | D84-ZSO-51532 | POSITION SW - ??? |  |  |  | D80-13-4160 | STONEL | QUARTZ | Included in Reagents Package
1915 |  | D84-ZSO-51534 | POSITION SW - ??? |  |  |  | D80-13-4160 | STONEL | QUARTZ | Included in Reagents Package
1916 |  | D84-ZSO-51631 | POSITION SW - ??? |  |  |  | D80-13-4170 |  |  | Included in Reagents Package
1917 |  | D84-ZSO-51634 | POSITION SW - ??? |  |  |  | D80-13-4170 |  |  | Included in Reagents Package
1918 |  | D84-ZSO-51635 | POSITION SW - ??? |  |  |  | D80-13-4170 |  |  | Included in Reagents Package
1919 |  | D84-ZSO-51637 | POSITION SW - ??? |  |  |  | D80-13-4170 |  |  | Included in Reagents Package
1920 |  | D85-FE-54002 | FLOW SENSOR - ??? |  | 110-WTR-PC15-4461 |  | D85-13-4350 |  |  | Included in instrument
1921 |  | D85-FE-54009 | FLOW SENSOR - ??? |  | 160-WTR-PC15-4408 |  | D85-13-4350 |  |  | Included in instrument
1922 |  | D85-FE-54108 | FLOW SENSOR - ??? |  |  |  | D85-13-4360 |  |  | Included in instrument
1923 |  | D85-FE-54109 | FLOW SENSOR - ??? |  | 90-WPR-PC15-4309 |  | D85-13-4360 |  |  | Included in instrument
1924 |  | D85-FE-54501 | FLOW SENSOR - ??? |  | 160-WTR-PC15-4408 |  | D85-13-4310 |  |  | Included in instrument
1925 |  | D85-FE-54503 | FLOW SENSOR - ??? |  | 110-WTR-PC15-4457 |  | D85-13-4310 |  |  | Included in instrument
1926 |  | D85-FE-54608 | FLOW SENSOR - ??? |  |  |  | D85-13-4320 |  |  | Included in instrument
1927 |  | D85-FE-54609 | FLOW SENSOR - ??? |  | 90-WPR-PC15-4114 |  | D85-13-4320 |  |  | Included in instrument
1928 |  | D85-FE-55002 | FLOW SENSOR - ??? |  | 110-WTR-PC15-4459 |  | D85-13-4330 |  |  | Included in instrument
1929 |  | D85-FE-55108 | FLOW SENSOR - ??? |  |  |  | D85-13-4340 |  |  | Included in instrument
1930 |  | D85-FE-55109 | FLOW SENSOR - ??? |  | 90-WPR-PC15-4209 |  | D85-13-4340 |  |  | Included in instrument
1931 |  | D85-FIT-54002 | FLOW TRANS - INLINE - MAGNETIC |  | 110-WTR-PC15-4461 |  | D85-13-4350 | KROHNE | TBD
1932 |  | D85-FIT-54009 | FLOW TRANS - INLINE - MAGNETIC |  | 160-WTR-PC15-4408 |  | D85-13-4350 | KROHNE | TBD
1933 |  | D85-FIT-54108 | FLOW TRANS - INLINE - MAGNETIC |  |  |  | D85-13-4360 | KROHNE | TBD | Included in Reagents Package
1934 |  | D85-FIT-54109 | FLOW TRANS - INLINE - MAGNETIC |  | 90-WPR-PC15-4309 |  | D85-13-4360 | KROHNE | TBD
1935 |  | D85-FIT-54501 | FLOW TRANS - INLINE - MAGNETIC |  | 160-WTR-PC15-4408 |  | D85-13-4310 | KROHNE | TBD
1936 |  | D85-FIT-54503 | FLOW TRANS - INLINE - MAGNETIC |  | 110-WTR-PC15-4457 |  | D85-13-4310 | KROHNE | TBD
1937 |  | D85-FIT-54608 | FLOW TRANS - INLINE - MAGNETIC |  |  |  | D85-13-4320 | KROHNE | TBD | Included in Reagents Package
1938 |  | D85-FIT-54609 | FLOW TRANS - INLINE - MAGNETIC |  | 90-WPR-PC15-4114 |  | D85-13-4320 | KROHNE | TBD
1939 |  | D85-FIT-55002 | FLOW TRANS - INLINE - MAGNETIC |  | 110-WTR-PC15-4459 |  | D85-13-4330 | KROHNE | TBD
1940 |  | D85-FIT-55108 | FLOW TRANS - INLINE - MAGNETIC |  |  |  | D85-13-4340 | KROHNE | TBD | Included in Reagents Package
1941 |  | D85-FIT-55109 | FLOW TRANS - INLINE - MAGNETIC |  | 90-WPR-PC15-4209 |  | D85-13-4340 | KROHNE | TBD
1942 |  | D85-HK-54010 | PUSHBUTTON STATION | D85-PMP-038 |  |  | D85-13-4350 |  | TBD
1943 |  | D85-HK-54020 | PUSHBUTTON STATION | D85-AGI-087 |  |  | D85-13-4350 | ALLEN-BRADLEY | TBD | Included in Reagents Package
1944 |  | D85-HK-54030 | PUSHBUTTON STATION | D85-PSO-067 |  |  | D85-13-4350 | ALLEN-BRADLEY | TBD | Included in Reagents Package
1945 |  | D85-HK-54110 | PUSHBUTTON STATION | D85-PSO-068 |  |  | D85-13-4360 | ALLEN-BRADLEY | TBD | Included in Reagents Package
1946 |  | D85-HK-54120 | PUSHBUTTON STATION | D85-PSO-069 |  |  | D85-13-4360 | ALLEN-BRADLEY | TBD | Included in Reagents Package
1947 |  | D85-HK-54210 | PUSHBUTTON STATION | D85-FDR-033 |  |  | D85-13-4350 | ALLEN-BRADLEY | TBD | Included in Reagents Package
1948 |  | D85-HK-54510 | PUSHBUTTON STATION | D85-PMP-036 |  |  | D85-13-4310 | ALLEN-BRADLEY | TBD
1949 |  | D85-HK-54520 | PUSHBUTTON STATION | D85-AGI-083 |  |  | D85-13-4310 | ALLEN-BRADLEY | TBD | Included in Reagents Package
1950 |  | D85-HK-54530 | PUSHBUTTON STATION | D85-PSO-061 |  |  | D85-13-4310 | ALLEN-BRADLEY | TBD | Included in Reagents Package
1951 |  | D85-HK-54610 | PUSHBUTTON STATION | D85-PSO-062 |  |  | D85-13-4320 | ALLEN-BRADLEY | TBD | Included in Reagents Package
1952 |  | D85-HK-54620 | PUSHBUTTON STATION | D85-PSO-063 |  |  | D85-13-4320 | ALLEN-BRADLEY | TBD | Included in Reagents Package
1953 |  | D85-HK-54710 | PUSHBUTTON STATION | D85-FDR-031 |  |  | D85-13-4310 | ALLEN-BRADLEY | TBD | Included in Reagents Package
1954 |  | D85-HK-55010 | PUSHBUTTON STATION | D85-PMP-037 |  |  | D85-13-4330 | ALLEN-BRADLEY | TBD
1955 |  | D85-HK-55020 | PUSHBUTTON STATION | D85-AGI-085 |  |  | D85-13-4330 | ALLEN-BRADLEY | TBD | Included in Reagents Package
1956 |  | D85-HK-55030 | PUSHBUTTON STATION | D85-PSO-064 |  |  | D85-13-4330 | ALLEN-BRADLEY | TBD | Included in Reagents Package
1957 |  | D85-HK-55110 | PUSHBUTTON STATION | D85-PSO-064 |  |  | D85-13-4340 | ALLEN-BRADLEY | TBD | Included in Reagents Package
1958 |  | D85-HK-55120 | PUSHBUTTON STATION | D85-PSO-065 |  |  | D85-13-4340 | ALLEN-BRADLEY | TBD | Included in Reagents Package
1959 |  | D85-HK-55210 | PUSHBUTTON STATION | D85-FDR-032 |  |  | D85-13-4330 | ALLEN-BRADLEY | TBD | Included in Reagents Package
1960 |  | D85-LIT-54006 | LEVEL TRANS - GUIDED WAVE RADAR | D85-TNK-087 |  |  | D85-13-4350 | ENDRESS + HAUSER | TBD | Included in Reagents Package
1961 |  | D85-LIT-54101 | LEVEL TRANS - GUIDED WAVE RADAR | D85-TNK-088 |  |  | D85-13-4360 | ENDRESS + HAUSER | TBD | Included in Reagents Package
1962 |  | D85-LIT-54507 | LEVEL TRANS - GUIDED WAVE RADAR | D85-TNK-083 |  |  | D85-13-4310 | ENDRESS + HAUSER | TBD | Included in Reagents Package
1963 |  | D85-LIT-54601 | LEVEL TRANS - GUIDED WAVE RADAR | D85-TNK-084 |  |  | D85-13-4320 | ENDRESS + HAUSER | TBD | Included in Reagents Package
1964 |  | D85-LIT-55006 | LEVEL TRANS - GUIDED WAVE RADAR | D85-TNK-085 |  |  | D85-13-4330 | ENDRESS + HAUSER | TBD | Included in Reagents Package
1965 |  | D85-LIT-55101 | LEVEL TRANS - GUIDED WAVE RADAR | D85-TNK-086 |  |  | D85-13-4340 | ENDRESS + HAUSER | TBD | Included in Reagents Package
1966 |  | D85-LSH-54203 | LEVEL SW - VIBRATING ROD SOLID | D85-EDU-003 |  |  | D85-13-4350 | ENDRESS + HAUSER | FTM20 | Included in Reagents Package
1967 |  | D85-LSH-54704 | LEVEL SW - VIBRATING ROD SOLID | D85-EDU-001 |  |  | D85-13-4310 | ENDRESS + HAUSER | FTM20 | Included in Reagents Package
1968 |  | D85-LSH-55203 | LEVEL SW - VIBRATING ROD SOLID | D85-EDU-002 |  |  | D85-13-4330 | ENDRESS + HAUSER | FTM20 | Included in Reagents Package
1969 |  | D85-LSHH-52505 | LEVEL SW - VIBRATING FORK LIQUID | D87-TNK-092 |  |  | D80-13-4200 | ENDRESS + HAUSER | FTL50/FTL51 | Included in Reagents Package
1970 |  | D85-LSHH-54004 | LEVEL SW - VIBRATING FORK LIQUID | D85-TNK-087 |  |  | D85-13-4350 | ENDRESS + HAUSER | FTL50/FTL51 | Included in Reagents Package
1971 |  | D85-LSHH-54102 | LEVEL SW - VIBRATING FORK LIQUID | D85-TNK-088 |  |  | D85-13-4360 | ENDRESS + HAUSER | FTL50/FTL51 | Included in Reagents Package
1972 |  | D85-LSHH-54505 | LEVEL SW - VIBRATING FORK LIQUID | D85-TNK-083 |  |  | D85-13-4310 | ENDRESS + HAUSER | FTL50/FTL51 | Included in Reagents Package
1973 |  | D85-LSHH-54602 | LEVEL SW - VIBRATING FORK LIQUID | D85-TNK-084 |  |  | D85-13-4320 | ENDRESS + HAUSER | FTL50/FTL51 | Included in Reagents Package
1974 |  | D85-LSHH-55004 | LEVEL SW - VIBRATING FORK LIQUID | D85-TNK-085 |  |  | D85-13-4330 | ENDRESS + HAUSER | FTL50/FTL51 | Included in Reagents Package
1975 |  | D85-LSHH-55102 | LEVEL SW - VIBRATING FORK LIQUID | D85-TNK-086 |  |  | D85-13-4340 | ENDRESS + HAUSER | FTL50/FTL51 | Included in Reagents Package
1976 |  | D85-LSL-54005 | LEVEL SW - VIBRATING FORK LIQUID | D85-TNK-087 |  |  | D85-13-4350 | ENDRESS + HAUSER | FTL50/FTL51 | Included in Reagents Package
1977 |  | D85-LSL-54103 | LEVEL SW - VIBRATING FORK LIQUID | D85-TNK-088 |  |  | D85-13-4360 | ENDRESS + HAUSER | FTL50/FTL51 | Included in Reagents Package
1978 |  | D85-LSL-54201 | LEVEL SW - VIBRATING ROD SOLID | D85-BIN-046 |  |  | D85-13-4350 | ENDRESS + HAUSER | FTM20 | Included in Reagents Package
1979 |  | D85-LSL-54506 | LEVEL SW - VIBRATING FORK LIQUID | D85-TNK-083 |  |  | D85-13-4310 | ENDRESS + HAUSER | FTL50/FTL51 | Included in Reagents Package
1980 |  | D85-LSL-54603 | LEVEL SW - VIBRATING FORK LIQUID | D85-TNK-084 |  |  | D85-13-4320 | ENDRESS + HAUSER | FTL50/FTL51 | Included in Reagents Package
1981 |  | D85-LSL-54701 | LEVEL SW - VIBRATING ROD SOLID | D85-BIN-044 |  |  | D85-13-4310 | ENDRESS + HAUSER | FTM20 | Included in Reagents Package
1982 |  | D85-LSL-55005 | LEVEL SW - VIBRATING FORK LIQUID | D85-TNK-085 |  |  | D85-13-4330 | ENDRESS + HAUSER | FTL50/FTL51 | Included in Reagents Package
1983 |  | D85-LSL-55103 | LEVEL SW - VIBRATING FORK LIQUID | D85-TNK-086 |  |  | D85-13-4340 | ENDRESS + HAUSER | FTL50/FTL51 | Included in Reagents Package
1984 |  | D85-LSL-55201 | LEVEL SW - VIBRATING ROD SOLID | D85-BIN-045 |  |  | D85-13-4330 | ENDRESS + HAUSER | FTM20 | Included in Reagents Package
1985 |  | D85-PCV-54032 | VALVE MODU - ??? |  | 110-WTR-PC15-4461 |  | D85-13-4350
1986 |  | D85-PCV-54533 | VALVE MODU - ??? |  | 110-WTR-PC15-4457 |  | D85-13-4310
1987 |  | D85-PCV-55032 | VALVE MODU - ??? |  | 110-WTR-PC15-4459 |  | D85-13-4330
1988 |  | D85-PI-54001 | INDICATOR/LIGHT - ??? |  |  |  | D85-13-4350 | ENDRESS + HAUSER | TBD
1989 |  | D85-PI-54003 | INDICATOR/LIGHT - ??? |  |  |  | D85-13-4350 | ENDRESS + HAUSER | TBD
1990 |  | D85-PI-54007 | INDICATOR/LIGHT - ??? |  |  |  | D85-13-4350 | ENDRESS + HAUSER | TBD | Included in Reagents Package
1991 |  | D85-PI-54105 | INDICATOR/LIGHT - ??? |  |  |  | D85-13-4360 | ENDRESS + HAUSER | TBD | Included in Reagents Package
1992 |  | D85-PI-54107 | INDICATOR/LIGHT - ??? |  |  |  | D85-13-4360 | ENDRESS + HAUSER | TBD | Included in Reagents Package
1993 |  | D85-PI-54111 | INDICATOR/LIGHT - ??? |  | 90-WPR-PC15-4309 |  | D85-13-4360 | ENDRESS + HAUSER | TBD
1994 |  | D85-PI-54502 | INDICATOR/LIGHT - ??? |  | 160-WTR-PC15-2329L.O |  | D85-13-4310 | ENDRESS + HAUSER | TBD
1995 |  | D85-PI-54504 | INDICATOR/LIGHT - ??? |  | 110-WTR-PC15-4457 |  | D85-13-4310 | ENDRESS + HAUSER | TBD
1996 |  | D85-PI-54508 | INDICATOR/LIGHT - ??? |  |  |  | D85-13-4310 | ENDRESS + HAUSER | TBD | Included in Reagents Package
1997 |  | D85-PI-54605 | INDICATOR/LIGHT - ??? |  |  |  | D85-13-4320 | ENDRESS + HAUSER | TBD | Included in Reagents Package
1998 |  | D85-PI-54607 | INDICATOR/LIGHT - ??? |  |  |  | D85-13-4320 | ENDRESS + HAUSER | TBD | Included in Reagents Package
1999 |  | D85-PI-54611 | INDICATOR/LIGHT - ??? |  | 90-WPR-PC15-4114 |  | D85-13-4320 | ENDRESS + HAUSER | TBD
2000 |  | D85-PI-55001 | INDICATOR/LIGHT - ??? |  | 110-WTR-PC15-4423 |  | D85-13-4330 | ENDRESS + HAUSER | TBD
2001 |  | D85-PI-55003 | INDICATOR/LIGHT - ??? |  | 110-WTR-PC15-4459 |  | D85-13-4330 | ENDRESS + HAUSER | TBD
2002 |  | D85-PI-55007 | INDICATOR/LIGHT - ??? |  |  |  | D85-13-4330 | ENDRESS + HAUSER | TBD | Included in Reagents Package
2003 |  | D85-PI-55105 | INDICATOR/LIGHT - ??? |  |  |  | D85-13-4340 | ENDRESS + HAUSER | TBD | Included in Reagents Package
2004 |  | D85-PI-55107 | INDICATOR/LIGHT - ??? |  |  |  | D85-13-4340 | ENDRESS + HAUSER | TBD | Included in Reagents Package
2005 |  | D85-PI-55111 | INDICATOR/LIGHT - ??? |  | 90-WPR-PC15-4209 |  | D85-13-4340 | ENDRESS + HAUSER | TBD
2006 |  | D85-PSV-54008 | PRESSURE SAFETY VALVE |  |  |  | D85-13-4350 |  |  | Included in Reagents Package
2007 |  | D85-PSV-54104 | PRESSURE SAFETY VALVE |  |  |  | D85-13-4360 |  |  | Included in Reagents Package
2008 |  | D85-PSV-54106 | PRESSURE SAFETY VALVE |  |  |  | D85-13-4360 |  |  | Included in Reagents Package
2009 |  | D85-PSV-54509 | PRESSURE SAFETY VALVE |  |  |  | D85-13-4310 |  |  | Included in Reagents Package
2010 |  | D85-PSV-54604 | PRESSURE SAFETY VALVE |  |  |  | D85-13-4320 |  |  | Included in Reagents Package
2011 |  | D85-PSV-54606 | PRESSURE SAFETY VALVE |  |  |  | D85-13-4320 |  |  | Included in Reagents Package
2012 |  | D85-PSV-55008 | PRESSURE SAFETY VALVE |  |  |  | D85-13-4330 |  |  | Included in Reagents Package
2013 |  | D85-PSV-55104 | PRESSURE SAFETY VALVE |  |  |  | D85-13-4340 |  |  | Included in Reagents Package
2014 |  | D85-PSV-55106 | PRESSURE SAFETY VALVE |  |  |  | D85-13-4340 |  |  | Included in Reagents Package
2015 |  | D85-SE-54202 | SPEED SENSOR | D85-FDR-033 |  |  | D85-13-4350 | THERMO FISHER SCIENTIFIC | 61-22 | Included in Reagents Package
2016 |  | D85-SE-54703 | SPEED SENSOR | D85-FDR-031 |  |  | D85-13-4310 | THERMO FISHER SCIENTIFIC | 61-22 | Included in Reagents Package
2017 |  | D85-SE-55202 | SPEED SENSOR | D85-FDR-032 |  |  | D85-13-4330 | THERMO FISHER SCIENTIFIC | 61-22 | Included in Reagents Package
2018 |  | D85-SSL-54202 | SPEED SW | D85-FDR-033 |  |  | D85-13-4350 | THERMO FISHER SCIENTIFIC | 61-22 | Included in instrument (SE)
2019 |  | D85-SSL-54703 | SPEED SW | D85-FDR-031 |  |  | D85-13-4310 | THERMO FISHER SCIENTIFIC | 61-22 | Included in instrument (SE)
2020 |  | D85-SSL-55202 | SPEED SW | D85-FDR-032 |  |  | D85-13-4330 | THERMO FISHER SCIENTIFIC | 61-22 | Included in instrument (SE)
2021 |  | D85-YV-54031 | Valve ON/OFF (NO) - BFY - PNEU - FI |  | 110-WTR-PC15-4461 |  | D85-13-4350 | KEYSTONE | TBD
2022 |  | D85-YV-54033 | Valve ON/OFF (NO) - BFY - PNEU - FI |  | 160-WTR-PC15-4408 |  | D85-13-4350 | KEYSTONE | TBD
2023 |  | D85-YV-54136 | Valve ON/OFF (NO) - BFY - PNEU - FI |  | 90-WPR-PC15-4309 |  | D85-13-4360 | KEYSTONE | TBD
2024 |  | D85-YV-54531 | Valve ON/OFF (NO) - BFY - PNEU - FI |  | 160-WTR-PC15-4432 |  | D85-13-4310 | KEYSTONE | TBD
2025 |  | D85-YV-54532 | Valve ON/OFF (NO) - BFY - PNEU - FI |  | 110-WTR-PC15-4457 |  | D85-13-4310 | KEYSTONE | TBD
2026 |  | D85-YV-54636 | Valve ON/OFF (NO) - BFY - PNEU - FI |  | 90-WPR-PC15-4114 |  | D85-13-4320 | CLARKSON | TBD
2027 |  | D85-YV-55031 | Valve ON/OFF (NO) - BFY - PNEU - FI |  |  |  | D85-13-4330 | KEYSTONE | TBD
2028 |  | D85-YV-55033 | Valve ON/OFF (NO) - BFY - PNEU - FI |  | 160-WTR-PC15-4422 |  | D85-13-4330 | KEYSTONE | TBD
2029 |  | D85-YV-55136 | Valve ON/OFF (NO) - BFY - PNEU - FI |  | 90-WPR-PC15-4209 |  | D85-13-4340 | KEYSTONE | TBD
2030 |  | D85-ZSC-52631 | POSITION SW - ??? |  |  |  | D80-13-4200 | STONEL | QUARTZ | Included in Reagents Package
2031 |  | D85-ZSC-52632 | POSITION SW - ??? |  |  |  | D80-13-4200 | STONEL | QUARTZ | Included in Reagents Package
2032 |  | D85-ZSC-52633 | POSITION SW - ??? |  |  |  | D80-13-4200 | STONEL | QUARTZ | Included in Reagents Package
2033 |  | D85-ZSC-52634 | POSITION SW - ??? |  |  |  | D80-13-4200 | STONEL | QUARTZ | Included in Reagents Package
2034 |  | D85-ZSC-54034 | POSITION SW - ??? |  |  |  | D85-13-4350 | TOPWORX | TBD | Included in Reagents Package
2035 |  | D85-ZSC-54035 | POSITION SW - ??? |  |  |  | D85-13-4350 | TOPWORX | TBD | Included in Reagents Package
2036 |  | D85-ZSC-54131 | POSITION SW - ??? |  |  |  | D85-13-4360 | TOPWORX | TBD | Included in Reagents Package
2037 |  | D85-ZSC-54132 | POSITION SW - ??? |  |  |  | D85-13-4360 | TOPWORX | TBD | Included in Reagents Package
2038 |  | D85-ZSC-54133 | POSITION SW - ??? |  |  |  | D85-13-4360 | TOPWORX | TBD | Included in Reagents Package
2039 |  | D85-ZSC-54134 | POSITION SW - ??? |  |  |  | D85-13-4360 | TOPWORX | TBD | Included in Reagents Package
2040 |  | D85-ZSC-54135 | POSITION SW - ??? |  |  |  | D85-13-4360 | TOPWORX | TBD | Included in Reagents Package
2041 |  | D85-ZSC-54534 | POSITION SW - ??? |  |  |  | D85-13-4310 | TOPWORX | TBD | Included in Reagents Package
2042 |  | D85-ZSC-54535 | POSITION SW - ??? |  |  |  | D85-13-4310 | TOPWORX | TBD | Included in Reagents Package
2043 |  | D85-ZSC-54631 | POSITION SW - ??? |  |  |  | D85-13-4320 | TOPWORX | TBD | Included in Reagents Package
2044 |  | D85-ZSC-54632 | POSITION SW - ??? |  |  |  | D85-13-4320 | TOPWORX | TBD | Included in Reagents Package
2045 |  | D85-ZSC-54633 | POSITION SW - ??? |  |  |  | D85-13-4320 | TOPWORX | TBD | Included in Reagents Package
2046 |  | D85-ZSC-54634 | POSITION SW - ??? |  |  |  | D85-13-4320 | TOPWORX | TBD | Included in Reagents Package
2047 |  | D85-ZSC-54635 | POSITION SW - ??? |  |  |  | D85-13-4320 | TOPWORX | TBD | Included in Reagents Package
2048 |  | D85-ZSC-55034 | POSITION SW - ??? |  |  |  | D85-13-4330 | TOPWORX | TBD | Included in Reagents Package
2049 |  | D85-ZSC-55035 | POSITION SW - ??? |  |  |  | D85-13-4330 | TOPWORX | TBD | Included in Reagents Package
2050 |  | D85-ZSC-55131 | POSITION SW - ??? |  |  |  | D85-13-4340 | TOPWORX | TBD | Included in Reagents Package
2051 |  | D85-ZSC-55132 | POSITION SW - ??? |  |  |  | D85-13-4340 | TOPWORX | TBD | Included in Reagents Package
2052 |  | D85-ZSC-55133 | POSITION SW - ??? |  |  |  | D85-13-4340 | TOPWORX | TBD | Included in Reagents Package
2053 |  | D85-ZSC-55134 | POSITION SW - ??? |  |  |  | D85-13-4340 | TOPWORX | TBD | Included in Reagents Package
2054 |  | D85-ZSC-55135 | POSITION SW - ??? |  |  |  | D85-13-4340 | TOPWORX | TBD | Included in Reagents Package
2055 |  | D85-ZSO-52631 | POSITION SW - ??? |  |  |  | D80-13-4200 | STONEL | QUARTZ | Included in Reagents Package
2056 |  | D85-ZSO-52632 | POSITION SW - ??? |  |  |  | D80-13-4200 | STONEL | QUARTZ | Included in Reagents Package
2057 |  | D85-ZSO-52633 | POSITION SW - ??? |  |  |  | D80-13-4200 | STONEL | QUARTZ | Included in Reagents Package
2058 |  | D85-ZSO-52634 | POSITION SW - ??? |  |  |  | D80-13-4200 | STONEL | QUARTZ | Included in Reagents Package
2059 |  | D85-ZSO-54034 | POSITION SW - ??? |  |  |  | D85-13-4350 | TOPWORX | TBD | Included in Reagents Package
2060 |  | D85-ZSO-54035 | POSITION SW - ??? |  |  |  | D85-13-4350 | TOPWORX | TBD | Included in Reagents Package
2061 |  | D85-ZSO-54131 | POSITION SW - ??? |  |  |  | D85-13-4360 | TOPWORX | TBD | Included in Reagents Package
2062 |  | D85-ZSO-54132 | POSITION SW - ??? |  |  |  | D85-13-4360 | TOPWORX | TBD | Included in Reagents Package
2063 |  | D85-ZSO-54133 | POSITION SW - ??? |  |  |  | D85-13-4360 | TOPWORX | TBD | Included in Reagents Package
2064 |  | D85-ZSO-54134 | POSITION SW - ??? |  |  |  | D85-13-4360 | TOPWORX | TBD | Included in Reagents Package
2065 |  | D85-ZSO-54135 | POSITION SW - ??? |  |  |  | D85-13-4360 | TOPWORX | TBD | Included in Reagents Package
2066 |  | D85-ZSO-54534 | POSITION SW - ??? |  |  |  | D85-13-4310 | TOPWORX | TBD | Included in Reagents Package
2067 |  | D85-ZSO-54535 | POSITION SW - ??? |  |  |  | D85-13-4310 | TOPWORX | TBD | Included in Reagents Package
2068 |  | D85-ZSO-54631 | POSITION SW - ??? |  |  |  | D85-13-4320 | TOPWORX | TBD | Included in Reagents Package
2069 |  | D85-ZSO-54632 | POSITION SW - ??? |  |  |  | D85-13-4320 | TOPWORX | TBD | Included in Reagents Package
2070 |  | D85-ZSO-54633 | POSITION SW - ??? |  |  |  | D85-13-4320 | TOPWORX | TBD | Included in Reagents Package
2071 |  | D85-ZSO-54634 | POSITION SW - ??? |  |  |  | D85-13-4320 | TOPWORX | TBD | Included in Reagents Package
2072 |  | D85-ZSO-54635 | POSITION SW - ??? |  |  |  | D85-13-4320 | TOPWORX | TBD | Included in Reagents Package
2073 |  | D85-ZSO-55034 | POSITION SW - ??? |  |  |  | D85-13-4330 | TOPWORX | TBD | Included in Reagents Package
2074 |  | D85-ZSO-55035 | POSITION SW - ??? |  |  |  | D85-13-4330 | TOPWORX | TBD | Included in Reagents Package
2075 |  | D85-ZSO-55131 | POSITION SW - ??? |  |  |  | D85-13-4340 | TOPWORX | TBD | Included in Reagents Package
2076 |  | D85-ZSO-55132 | POSITION SW - ??? |  |  |  | D85-13-4340 | TOPWORX | TBD | Included in Reagents Package
2077 |  | D85-ZSO-55133 | POSITION SW - ??? |  |  |  | D85-13-4340 | TOPWORX | TBD | Included in Reagents Package
2078 |  | D85-ZSO-55134 | POSITION SW - ??? |  |  |  | D85-13-4340 | TOPWORX | TBD | Included in Reagents Package
2079 |  | D85-ZSO-55135 | POSITION SW - ??? |  |  |  | D85-13-4340 | TOPWORX | TBD | Included in Reagents Package
2080 |  | D86-FE-52001 | FLOW SENSOR - ??? |  | 50-WTR-PC15-4417 |  | D80-13-4180 |  |  | Included in instrument
2081 |  | D86-FE-52101 | FLOW SENSOR - ??? |  | 50-WTR-PC15-4416 |  | D80-13-4180 |  |  | Included in instrument
2082 |  | D86-FE-52209 | FLOW SENSOR - ??? |  | 40-CSM-SD2-5509 |  | D80-13-4190 |  |  | Included in instrument
2083 |  | D86-FIT-52001 | FLOW TRANS - INLINE - MAGNETIC |  | 50-WTR-PC15-4417 |  | D80-13-4180 | KROHNE | TBD
2084 |  | D86-FIT-52101 | FLOW TRANS - INLINE - MAGNETIC |  | 50-WTR-PC15-4416 |  | D80-13-4180 | KROHNE | TBD
2085 |  | D86-FIT-52209 | FLOW TRANS - INLINE - MAGNETIC |  | 40-CSM-SD2-5509 |  | D80-13-4190 | KROHNE | TBD
2086 |  | D86-FSL-52211 | TEMP. SW - ??? | D86-PSO-072 |  |  | D80-13-4190 | IFM | TBD | Included in Reagents Package
2087 |  | D86-FSL-52221 | TEMP. SW - ??? | D86-PSO-073 |  |  | D80-13-4190 | IFM | TBD | Included in Reagents Package
2088 |  | D86-HK-52010 | PUSHBUTTON STATION | D86-FAN-022 |  |  | D80-13-4180 | ALLEN-BRADLEY | TBD | Included in Reagents Package
2089 |  | D86-HK-52110 | PUSHBUTTON STATION |  |  |  | D80-13-4180 | ALLEN-BRADLEY | TBD | Included in Reagents Package
2090 |  | D86-HK-52120 | PUSHBUTTON STATION | D86-PSO-071 |  |  | D80-13-4180 | ALLEN-BRADLEY | TBD | Included in Reagents Package
2091 |  | D86-LIT-52104 | LEVEL TRANS - NON-GUIDED RADAR | D86-TNK-089 |  |  | D80-13-4180 | ENDRESS + HAUSER | TBD | Included in Reagents Package
2092 |  | D86-LIT-52203 | LEVEL TRANS - GUIDED WAVE RADAR | D86-TNK-090 |  |  | D80-13-4190 | ENDRESS + HAUSER | TBD | Included in Reagents Package
2093 |  | D86-LSHH-52102 | LEVEL SW - VIBRATING FORK LIQUID | D86-TNK-089 |  |  | D80-13-4180 | ENDRESS + HAUSER | FTL50/FTL51 | Included in Reagents Package
2094 |  | D86-LSHH-52201 | LEVEL SW - VIBRATING FORK LIQUID | D86-TNK-090 |  |  | D80-13-4190 | ENDRESS + HAUSER | FTL50/FTL51 | Included in Reagents Package
2095 |  | D86-LSL-52103 | LEVEL SW - VIBRATING FORK LIQUID | D86-TNK-089 |  |  | D80-13-4180 | ENDRESS + HAUSER | FTL50/FTL51 | Included in Reagents Package
2096 |  | D86-LSL-52202 | LEVEL SW - VIBRATING FORK LIQUID | D86-TNK-090 |  |  | D80-13-4190 | ENDRESS + HAUSER | FTL50/FTL51 | Included in Reagents Package
2097 |  | D86-PDIT-52002 | PRESSURE DIFF - TRANS | D86-XMM-052 |  |  | D80-13-4180 | ENDRESS + HAUSER | PMD75 | Included in Reagents Package
2098 |  | D86-PDIT-52105 | PRESSURE TRANS |  |  |  | D80-13-4180 | ENDRESS + HAUSER | PMD75 | Included in Reagents Package
2099 |  | D86-PDIT-52204 | PRESSURE TRANS |  |  |  | D80-13-4190 | ENDRESS + HAUSER | PMD75 | Included in Reagents Package
2100 |  | D86-PDIT-52206 | PRESSURE TRANS |  |  |  | D80-13-4190 | ENDRESS + HAUSER | PMD75 | Included in Reagents Package
2101 |  | D86-PI-52106 | INDICATOR/LIGHT - ??? |  |  |  | D80-13-4180 | ENDRESS + HAUSER | TBD | Included in Reagents Package
2102 |  | D86-PI-52205 | INDICATOR/LIGHT - ??? |  |  |  | D80-13-4190 | ENDRESS + HAUSER | TBD | Included in Reagents Package
2103 |  | D86-PI-52207 | INDICATOR/LIGHT - ??? |  |  |  | D80-13-4190 | ENDRESS + HAUSER | TBD | Included in Reagents Package
2104 |  | D86-PSV-52208 | PRESSURE SAFETY VALVE |  |  |  | D80-13-4190 |  |  | Included in Reagents Package
2105 |  | D86-SY-52210 | FLOW SW - ??? | D86-PSO-072 |  |  | D80-13-4190 |  |  | Included in Reagents Package
2106 |  | D86-SY-52220 | FLOW SW - ??? | D86-PSO-073 |  |  | D80-13-4190 |  |  | Included in Reagents Package
2107 |  | D86-YV-52031 | Valve ON/OFF (NO) - BALL - PNEU - FI |  | 50-WTR-PC15-4417 |  | D80-13-4180 | NELES | TBD
2108 |  | D86-YV-52131 | Valve ON/OFF (NC) - BALL - PNEU - FI |  | 50-WTR-PC15-4416 |  | D80-13-4180 | NELES | TBD
2109 |  | D86-YV-52133 | Valve ON/OFF (NO) - BALL - PNEU - FI |  |  |  | D80-13-4180 | NELES | TBD | Included in Reagents Package
2110 |  | D86-YV-52232 | Valve ON/OFF (NO) - BALL - PNEU - FI |  |  |  | D80-13-4190 | NELES | TBD | Included in Reagents Package
2111 |  | D86-YV-52235 | Valve ON/OFF (NC) - BALL - PNEU - FI |  |  |  | D80-13-4190 | NELES | TBD | Included in Reagents Package
2112 |  | D86-ZSC-52132 | POSITION SW - ??? |  |  |  | D80-13-4180 | STONEL | QUARTZ | Included in Reagents Package
2113 |  | D86-ZSC-52134 | POSITION SW - ??? |  |  |  | D80-13-4180 | STONEL | QUARTZ | Included in Reagents Package
2114 |  | D86-ZSC-52231 | POSITION SW - ??? |  |  |  | D80-13-4190 | STONEL | QUARTZ | Included in Reagents Package
2115 |  | D86-ZSC-52233 | POSITION SW - ??? |  |  |  | D80-13-4190 | STONEL | QUARTZ | Included in Reagents Package
2116 |  | D86-ZSC-52234 | POSITION SW - ??? |  |  |  | D80-13-4190 | STONEL | QUARTZ | Included in Reagents Package
2117 |  | D86-ZSC-52236 | POSITION SW - ??? |  |  |  | D80-13-4190 | STONEL | QUARTZ | Included in Reagents Package
2118 |  | D86-ZSO-52132 | POSITION SW - ??? |  |  |  | D80-13-4180 | STONEL | QUARTZ | Included in Reagents Package
2119 |  | D86-ZSO-52134 | POSITION SW - ??? |  |  |  | D80-13-4180 | STONEL | QUARTZ | Included in Reagents Package
2120 |  | D86-ZSO-52231 | POSITION SW - ??? |  |  |  | D80-13-4190 | STONEL | QUARTZ | Included in Reagents Package
2121 |  | D86-ZSO-52233 | POSITION SW - ??? |  |  |  | D80-13-4190 | STONEL | QUARTZ | Included in Reagents Package
2122 |  | D86-ZSO-52234 | POSITION SW - ??? |  |  |  | D80-13-4190 | STONEL | QUARTZ | Included in Reagents Package
2123 |  | D86-ZSO-52236 | POSITION SW - ??? |  |  |  | D80-13-4190 | STONEL | QUARTZ | Included in Reagents Package
2124 |  | D87-AIT-52502 | ANALYZER - ??? | D87-TNK-092 |  |  | D80-13-4200 | ENDRESS + HAUSER | TBD | Included in Reagents Package
2125 |  | D87-FE-52501 | FLOW SENSOR - ??? |  | 25-WTR-CC36-V-4415 |  | D80-13-4200 |  |  | Included in instrument
2126 |  | D87-FE-52608 | FLOW SENSOR - ??? |  | 40-CCU-SD2-5609 |  | D80-13-4200 |  |  | Included in instrument
2127 |  | D87-FIT-52501 | FLOW TRANS - INLINE - MAGNETIC |  | 25-WTR-CC36-V-4415 |  | D80-13-4200 | KROHNE | TBD
2128 |  | D87-FIT-52608 | FLOW TRANS - INLINE - MAGNETIC |  | 40-CCU-SD2-5609 |  | D80-13-4200 | KROHNE | TBD
2129 |  | D87-HK-52510 | PUSHBUTTON STATION | D87-TNK-092 |  |  | D80-13-4200 | ALLEN-BRADLEY | TBD | Included in Reagents Package
2130 |  | D87-HK-52520 | PUSHBUTTON STATION | D87-PSO-076 |  |  | D80-13-4200 | ALLEN-BRADLEY | TBD | Included in Reagents Package
2131 |  | D87-HK-52610 | PUSHBUTTON STATION | D87-PSO-077 |  |  | D80-13-4200 | ALLEN-BRADLEY | TBD | Included in Reagents Package
2132 |  | D87-HK-52620 | PUSHBUTTON STATION | D87-PSO-078 |  |  | D80-13-4200 | ALLEN-BRADLEY | TBD | Included in Reagents Package
2133 |  | D87-HK-56040 | PUSHBUTTON STATION | D87-PSU-052 |  |  | D80-13-4200 | ALLEN-BRADLEY | TBD
2134 |  | D87-LE-56004 | LEVEL SENSOR | D87-PSU-052 |  |  | D80-13-4200 | ENDRESS + HAUSER | TBD | Included in instrument
2135 |  | D87-LIT-52503 | LEVEL TRANS - GUIDED WAVE RADAR | D87-TNK-092 |  |  | D80-13-4200 | ENDRESS + HAUSER | TBD | Included in Reagents Package
2136 |  | D87-LIT-52601 | LEVEL TRANS - GUIDED WAVE RADAR | D87-TNK-093 |  |  | D80-13-4200 | ENDRESS + HAUSER | TBD | Included in Reagents Package
2137 |  | D87-LIT-56004 | LEVEL TRANS - ULTRASONIC | D87-PSU-052 |  |  | D80-13-4200 | ENDRESS + HAUSER | TBD
2138 |  | D87-LSHH-52602 | LEVEL SW - VIBRATING FORK LIQUID | D87-TNK-093 |  |  | D80-13-4200 | ENDRESS + HAUSER | FTL50/FTL51 | Included in Reagents Package
2139 |  | D87-LSL-52506 | LEVEL SW - VIBRATING FORK LIQUID | D87-TNK-092 |  |  | D80-13-4200 | ENDRESS + HAUSER | FTL50/FTL51 | Included in Reagents Package
2140 |  | D87-LSL-52603 | LEVEL SW - VIBRATING FORK LIQUID | D87-TNK-093 |  |  | D80-13-4200 | ENDRESS + HAUSER | FTL50/FTL51 | Included in Reagents Package
2141 |  | D87-PI-52507 | INDICATOR/LIGHT - ??? |  |  |  | D80-13-4200 | ENDRESS + HAUSER | TBD | Included in Reagents Package
2142 |  | D87-PI-52605 | INDICATOR/LIGHT - ??? |  |  |  | D80-13-4200 | ENDRESS + HAUSER | TBD | Included in Reagents Package
2143 |  | D87-PI-52607 | INDICATOR/LIGHT - ??? |  |  |  | D80-13-4200 | ENDRESS + HAUSER | TBD | Included in Reagents Package
2144 |  | D87-PSV-52604 | PRESSURE SAFETY VALVE |  |  |  | D80-13-4200 |  |  | Included in Reagents Package
2145 |  | D87-PSV-52606 | PRESSURE SAFETY VALVE |  |  |  | D80-13-4200 |  |  | Included in Reagents Package
2146 |  | D87-TIT-52504 | TEMP. TRANS | D87-TNK-092 |  |  | D80-13-4200 | ENDRESS + HAUSER | iTemp TMT72 | Included in Reagents Package
2147 |  | D87-YV-52531 | Valve ON/OFF (NO) - BALL - PNEU - FI |  | 25-WTR-CC36-V-4415 |  | D80-13-4200 | NELES | TBD
2148 |  | D87-ZSC-52532 | POSITION SW - ??? | D87-TNK-092 |  |  | D80-13-4200 | STONEL | QUARTZ | Included in Reagents Package
2149 |  | D87-ZSC-52533 | POSITION SW - ??? |  |  |  | D80-13-4200 | STONEL | QUARTZ | Included in Reagents Package
2150 |  | D87-ZSO-52532 | POSITION SW - ??? | D87-TNK-092 |  |  | D80-13-4200 | STONEL | QUARTZ | Included in Reagents Package
2151 |  | D87-ZSO-52533 | POSITION SW - ??? |  |  |  | D80-13-4200 | STONEL | QUARTZ | Included in Reagents Package
2152 |  | D88-FE-53007 | FLOW SENSOR - ??? |  | 25-CSH-SC20-M-5711 |  | D80-13-4210 |  |  | Included in instrument
2153 |  | D88-FE-53011 | FLOW SENSOR - ??? |  | 50-CSH-SC20-M-5515 |  | D80-13-4210 |  |  | Included in instrument
2154 |  | D88-FIT-53007 | FLOW TRANS - INLINE - MAGNETIC |  | 25-CSH-SC20-M-5711 |  | D80-13-4210 | KROHNE | TBD
2155 |  | D88-FIT-53011 | FLOW TRANS - INLINE - MAGNETIC |  | 50-CSH-SC20-M-5515 |  | D80-13-4210 | KROHNE | TBD
2156 |  | D88-HK-53010 | PUSHBUTTON STATION | D88-PSO-081 |  |  | D80-13-4210 | ALLEN-BRADLEY | TBD | Included in Reagents Package
2157 |  | D88-HK-53020 | PUSHBUTTON STATION | D88-PSO-082 |  |  | D80-13-4210 | ALLEN-BRADLEY | TBD | Included in Reagents Package
2158 |  | D88-HK-53030 | PUSHBUTTON STATION | D88-PSO-083 |  |  | D80-13-4210 | ALLEN-BRADLEY | TBD | Included in Reagents Package
2159 |  | D88-HK-53040 | PUSHBUTTON STATION | D88-PSO-084 |  |  | D80-13-4210 | ALLEN-BRADLEY | TBD | Included in Reagents Package
2160 |  | D88-LIT-53004 | LEVEL TRANS - GUIDED WAVE RADAR | D88-TNK-094 |  |  | D80-13-4210 | ENDRESS + HAUSER | TBD | Included in Reagents Package
2161 |  | D88-LSHH-53002 | LEVEL SW - VIBRATING FORK LIQUID | D88-TNK-094 |  |  | D80-13-4210 | ENDRESS + HAUSER | FTL50/FTL51 | Included in Reagents Package
2162 |  | D88-LSL-53003 | LEVEL SW - VIBRATING FORK LIQUID | D88-TNK-094 |  |  | D80-13-4210 | ENDRESS + HAUSER | FTL50/FTL51 | Included in Reagents Package
2163 |  | D88-PI-53001 | INDICATOR/LIGHT - ??? |  | 50-CSH-SC20-M-5025p.O |  | D80-13-4210 | ENDRESS + HAUSER | TBD | Included in Reagents Package
2164 |  | D88-PI-53008 | INDICATOR/LIGHT - ??? |  | 25-CSH-SC20-M-5711 |  | D80-13-4210 | ENDRESS + HAUSER | TBD
2165 |  | D88-PI-53012 | INDICATOR/LIGHT - ??? |  | 50-CSH-SC20-M-5515 |  | D80-13-4210 | ENDRESS + HAUSER | TBD
2166 |  | D88-PSV-53005 | PRESSURE SAFETY VALVE |  |  |  | D80-13-4210 |  |  | Included in Reagents Package
2167 |  | D88-PSV-53006 | PRESSURE SAFETY VALVE |  |  |  | D80-13-4210 |  |  | Included in Reagents Package
2168 |  | D88-PSV-53009 | PRESSURE SAFETY VALVE |  |  |  | D80-13-4210 |  |  | Included in Reagents Package
2169 |  | D88-YV-53031 | Valve ON/OFF (NO) - BALL - PNEU - FI |  | 50-CSH-SC20-M-5025p.O |  | D80-13-4210 | NELES | TBD | Included in Reagents Package
2170 |  | D88-YV-53033 | Valve ON/OFF (NO) - BALL - PNEU - FI |  |  |  | D80-13-4210 | NELES | TBD | Included in Reagents Package
2171 |  | D88-YV-53036 | Valve ON/OFF (NO) - BALL - PNEU - FI |  |  |  | D80-13-4210 | NELES | TBD | Included in Reagents Package
2172 |  | D88-YV-53039 | Valve ON/OFF (NO) - BALL - PNEU - FI |  |  |  | D80-13-4210 | NELES | TBD | Included in Reagents Package
2173 |  | D88-ZSC-53032 | POSITION SW - ??? |  |  |  | D80-13-4210 | STONEL | QUARTZ | Included in Reagents Package
2174 |  | D88-ZSC-53034 | POSITION SW - ??? |  |  |  | D80-13-4210 | STONEL | QUARTZ | Included in Reagents Package
2175 |  | D88-ZSC-53035 | POSITION SW - ??? |  |  |  | D80-13-4210 | STONEL | QUARTZ | Included in Reagents Package
2176 |  | D88-ZSC-53037 | POSITION SW - ??? |  |  |  | D80-13-4210 | STONEL | QUARTZ | Included in Reagents Package
2177 |  | D88-ZSC-53038 | POSITION SW - ??? |  |  |  | D80-13-4210 | STONEL | QUARTZ | Included in Reagents Package
2178 |  | D88-ZSC-53041 | POSITION SW - ??? |  |  |  | D80-13-4210 | STONEL | QUARTZ | Included in Reagents Package
2179 |  | D88-ZSO-53032 | POSITION SW - ??? |  |  |  | D80-13-4210 | STONEL | QUARTZ | Included in Reagents Package
2180 |  | D88-ZSO-53034 | POSITION SW - ??? |  |  |  | D80-13-4210 | STONEL | QUARTZ | Included in Reagents Package
2181 |  | D88-ZSO-53035 | POSITION SW - ??? |  |  |  | D80-13-4210 | STONEL | QUARTZ | Included in Reagents Package
2182 |  | D88-ZSO-53037 | POSITION SW - ??? |  |  |  | D80-13-4210 | STONEL | QUARTZ | Included in Reagents Package
2183 |  | D88-ZSO-53038 | POSITION SW - ??? |  |  |  | D80-13-4210 | STONEL | QUARTZ | Included in Reagents Package
2184 |  | D88-ZSO-53041 | POSITION SW - ??? |  |  |  | D80-13-4210 | STONEL | QUARTZ | Included in Reagents Package
2185 |  | D91-MCV-61131 | Valve ON/OFF (NC) - SOLENOID | D91-AIR-071 | 25-API-CC37-V-6028 |  | D91-13-4440
2186 |  | D91-MCV-61132 | Valve ON/OFF (NC) - SOLENOID | D91-AID-006 | 25-API-CC37-V-6033 |  | D91-13-4440
2187 |  | D91-MCV-61133 | Valve ON/OFF (NC) - SOLENOID | D91-AIR-072 | 25-API-CC37-V-6037 |  | D91-13-4440
2188 |  | D91-PI-61107 | INDICATOR/LIGHT - ??? | D91-AIR-071 |  |  | D91-13-4440 | ENDRESS + HAUSER | TBD
2189 |  | D91-PI-61111 | INDICATOR/LIGHT - ??? | D91-AIR-072 |  |  | D91-13-4440 | ENDRESS + HAUSER | TBD
2190 | 00 NEW | D91-PIT-61002 | PRESSURE TRANS | D60-AIR-066 |  |  | D91-13-4460 | ENDRESS + HAUSER | PMC71
2191 |  | D91-PIT-61109 | PRESSURE TRANS | D91-AIR-072 |  |  | D91-13-4440 | ENDRESS + HAUSER | PMC71
2192 |  | D91-PSV-61105 | PRESSURE SAFETY VALVE | D91-AIR-071 |  |  | D91-13-4440
2193 |  | D91-PSV-61108 | PRESSURE SAFETY VALVE | D91-AIR-072 |  |  | D91-13-4440
2194 |  | D91-YS-61101 | CONTACT SW - ??? | D91-AIC-011 |  |  | D91-13-4430
2195 |  | D91-YS-61102 | CONTACT SW - ??? | D91-AIC-012 |  |  | D91-13-4430
2196 |  | D91-YS-61103 | CONTACT SW - ??? | D91-AIC-013 |  |  | D91-13-4430
2197 |  | D91-YS-61104 | CONTACT SW - ??? | D91-AIC-014 |  |  | D91-13-4430
2198 |  | D91-YS-61131 | CONTACT SW - ??? | D91-AIR-071 |  |  | D91-13-4440
2199 |  | D91-YS-61132 | CONTACT SW - ??? | D91-AID-006 |  |  | D91-13-4440
2200 |  | D91-YS-61133 | CONTACT SW - ??? | D91-AIR-072 |  |  | D91-13-4440
2201 |  | D92-MCV-61231 | Valve ON/OFF (NC) - SOLENOID | D92-AID-011 | 25-API-CC37-V-6504 |  | D92-13-4510
2202 |  | D92-MCV-61232 | Valve ON/OFF (NC) - SOLENOID | D92-AID-012 | 25-API-CC37-V-6516 |  | D92-13-4510
2203 |  | D92-MCV-61233 | Valve ON/OFF (NC) - SOLENOID | D92-AIR-077 | 25-API-CC37-V-6509 |  | D92-13-4510
2204 |  | D92-MCV-61234 | Valve ON/OFF (NC) - SOLENOID | D92-AIR-078 |  |  | D92-13-4520
2205 |  | D92-MCV-61235 | Valve ON/OFF (NC) - SOLENOID | D92-AIR-079 | 25-GOX-SC18-6523 |  | D92-13-4510
2206 |  | D92-MCV-61236 | Valve ON/OFF (NC) - SOLENOID | D92-AIR-080 |  |  | D92-13-4520
2207 |  | D92-PI-61203 | INDICATOR/LIGHT - ??? | D92-AIR-077 |  |  | D92-13-4510 | ENDRESS + HAUSER | TBD
2208 |  | D92-PI-61206 | INDICATOR/LIGHT - ??? | D92-AIR-078 |  |  | D92-13-4520 | ENDRESS + HAUSER | TBD
2209 |  | D92-PI-61209 | INDICATOR/LIGHT - ??? | D92-AIR-079 |  |  | D92-13-4510 | ENDRESS + HAUSER | TBD
2210 |  | D92-PI-61213 | INDICATOR/LIGHT - ??? | D92-AIR-080 |  |  | D92-13-4520 | ENDRESS + HAUSER | TBD
2211 |  | D92-PIT-61205 | PRESSURE TRANS | D92-AIR-078 |  |  | D92-13-4520 | ENDRESS + HAUSER | PMC71
2212 |  | D92-PIT-61212 | PRESSURE TRANS | D92-AIR-080 |  |  | D92-13-4520 | ENDRESS + HAUSER | PMC71
2213 |  | D92-PSV-61201 | PRESSURE SAFETY VALVE | D92-AIR-077 |  |  | D92-13-4510
2214 |  | D92-PSV-61204 | PRESSURE SAFETY VALVE | D92-AIR-078 |  |  | D92-13-4520
2215 |  | D92-PSV-61207 | PRESSURE SAFETY VALVE | D92-AIR-079 |  |  | D92-13-4510
2216 |  | D92-PSV-61211 | PRESSURE SAFETY VALVE | D92-AIR-080 |  |  | D92-13-4520
2217 |  | D92-YS-61231 | CONTACT SW - ??? | D92-AID-011 | 25-API-CC37-V-6504 |  | D92-13-4510
2218 |  | D92-YS-61232 | CONTACT SW - ??? | D92-AID-012 | 25-API-CC37-V-6516 |  | D92-13-4510
2219 |  | D92-YS-61233 | CONTACT SW - ??? | D92-AIR-077 | 25-API-CC37-V-6509 |  | D92-13-4510
2220 |  | D92-YS-61234 | CONTACT SW - ??? | D92-AIR-078 | 25-API-CC37-V-6509 |  | D92-13-4520
2221 |  | D92-YS-61235 | CONTACT SW - ??? | D92-AIR-079 | 25-GOX-SC18-6523 |  | D92-13-4510
2222 |  | D92-YS-61236 | CONTACT SW - ??? | D92-AIR-080 | 25-GOX-SC18-6523 |  | D92-13-4520
2223 |  | D93-MCV-61331 | Valve ON/OFF (NC) - SOLENOID | D93-AIR-081 | 25-APR-CC37-V-6133 |  | D93-13-4630
2224 |  | D93-MCV-61332 | Valve ON/OFF (NC) - SOLENOID | D93-AID-013 | 25-APR-CC37-V-6135 |  | D93-13-4630
2225 |  | D93-MCV-61333 | Valve ON/OFF (NC) - SOLENOID | D93-AID-014 | 25-APR-CC37-V-6138 |  | D93-13-4630
2226 |  | D93-PI-61313 | INDICATOR/LIGHT - ??? | D93-AIR-081 |  |  | D93-13-4630 | ENDRESS + HAUSER | TBD
2227 |  | D93-PSV-61311 | PRESSURE SAFETY VALVE | D93-AIR-081 |  |  | D93-13-4630
2228 |  | D93-YS-61301 | CONTACT SW - ??? | D93-AIC-021 |  |  | D93-13-4610
2229 |  | D93-YS-61302 | CONTACT SW - ??? | D93-AIC-022 |  |  | D93-13-4610
2230 |  | D93-YS-61303 | CONTACT SW - ??? | D93-AIC-023 |  |  | D93-13-4610
2231 |  | D93-YS-61304 | CONTACT SW - ??? | D93-AIC-024 |  |  | D93-13-4610
2232 |  | D93-YS-61305 | CONTACT SW - ??? | D93-AIC-026 |  |  | D93-13-4640
2233 |  | D93-YS-61306 | CONTACT SW - ??? | D93-AIC-027 |  |  | D93-13-4640
2234 |  | D93-YS-61307 | CONTACT SW - ??? | D93-AIC-028 |  |  | D93-13-4640
2235 |  | D93-YS-61331 | CONTACT SW - ??? | D93-AIR-081 | 25-APR-CC37-V-6133 |  | D93-13-4630
2236 |  | D93-YS-61332 | CONTACT SW - ??? | D93-AID-013 | 25-APR-CC37-V-6135 |  | D93-13-4630
2237 |  | D93-YS-61333 | CONTACT SW - ??? | D93-AID-014 | 25-APR-CC37-V-6138 |  | D93-13-4630
2238 |  | D95-HK-62010 | PUSHBUTTON STATION | D95-PMP-051 |  |  | D95-13-5120 | ALLEN-BRADLEY | TBD
2239 |  | D95-HK-62020 | PUSHBUTTON STATION | D95-PMP-052 |  |  | D95-13-5120 | ALLEN-BRADLEY | TBD
2240 |  | D95-HK-62030 | PUSHBUTTON STATION | D95-PMP-049 |  |  | D95-13-5120 | ALLEN-BRADLEY | TBD
2241 |  | D95-HK-62040 | PUSHBUTTON STATION | D95-PMP-050 |  |  | D95-13-5120 | ALLEN-BRADLEY | TBD
2242 |  | D95-LIT-62002 | LEVEL TRANS - NON-GUIDED RADAR | D95-TNK-101 |  |  | D95-13-5120 | ENDRESS + HAUSER | TBD
2243 |  | D95-LSHH-62001 | LEVEL SW - VIBRATING FORK LIQUID | D95-TNK-101 |  |  | D95-13-5120 | ENDRESS + HAUSER | FTL50/FTL51
2244 |  | D95-PI-62003 | INDICATOR/LIGHT - ??? |  | 80-WSG-CC38-V-4502 |  | D95-13-5120 | ENDRESS + HAUSER | TBD
2245 |  | D95-PI-62004 | INDICATOR/LIGHT - ??? |  | 80-WSG-CC38-V-4504 |  | D95-13-5120 | ENDRESS + HAUSER | TBD
2246 |  | D95-PI-62006 | INDICATOR/LIGHT - ??? |  | 450-WTR-PC15-4402 |  | D95-13-5120 | ENDRESS + HAUSER | TBD
2247 |  | D95-PI-62007 | INDICATOR/LIGHT - ??? |  | 450-WTR-PC15-4452 |  | D95-13-5120 | ENDRESS + HAUSER | TBD
2248 |  | D95-PIT-62005 | PRESSURE TRANS |  | 80-WSG-CC38-V-4502 |  | D95-13-5120 | ENDRESS + HAUSER | PMC71
2249 |  | D95-PIT-62008 | PRESSURE TRANS |  | 450-WTR-PC15-4402 |  | D95-13-5120 | ENDRESS + HAUSER | PMC71
2250 |  | D95-ZSC-62031 | POSITION SW - ??? |  | 80-WSG-CC38-V-4501 |  | D95-13-5120 | TOPWORX | TBD
2251 |  | D95-ZSC-62032 | POSITION SW - ??? |  | 80-WSG-CC38-V-4502 |  | D95-13-5120 | TOPWORX | TBD
2252 |  | D95-ZSC-62033 | POSITION SW - ??? |  | 80-WSG-CC38-V-4503 |  | D95-13-5120 | TOPWORX | TBD
2253 |  | D95-ZSC-62034 | POSITION SW - ??? |  | 80-WSG-CC38-V-4504 |  | D95-13-5120 | TOPWORX | TBD
2254 |  | D95-ZSC-62035 | POSITION SW - ??? |  | 500-WTR-PC15-4401 |  | D95-13-5120 | TOPWORX | TBD
2255 |  | D95-ZSC-62036 | POSITION SW - ??? |  | 450-WTR-PC15-4402 |  | D95-13-5120 | TOPWORX | TBD
2256 |  | D95-ZSC-62037 | POSITION SW - ??? |  | 500-WTR-PC15-4451 |  | D95-13-5120 | TOPWORX | TBD
2257 |  | D95-ZSC-62038 | POSITION SW - ??? |  | 450-WTR-PC15-4452 |  | D95-13-5120 | TOPWORX | TBD
2258 |  | D95-ZSC-62041 | POSITION SW - ??? |  | 100-WWA-CC36-V-4076 |  | D95-13-5120 | TOPWORX | TBD
2259 |  | D95-ZSC-62043 | POSITION SW - ??? |  | 100-WWA-CC36-V-4078 |  | D95-13-5120 | TOPWORX | TBD
2260 |  | D95-ZSO-62031 | POSITION SW - ??? |  | 80-WSG-CC38-V-4501 |  | D95-13-5120 | TOPWORX | TBD
2261 |  | D95-ZSO-62032 | POSITION SW - ??? |  | 80-WSG-CC38-V-4502 |  | D95-13-5120 | TOPWORX | TBD
2262 |  | D95-ZSO-62033 | POSITION SW - ??? |  | 80-WSG-CC38-V-4503 |  | D95-13-5120 | TOPWORX | TBD
2263 |  | D95-ZSO-62034 | POSITION SW - ??? |  | 80-WSG-CC38-V-4504 |  | D95-13-5120 | TOPWORX | TBD
2264 |  | D95-ZSO-62035 | POSITION SW - ??? |  | 500-WTR-PC15-4401 |  | D95-13-5120 | TOPWORX | TBD
2265 |  | D95-ZSO-62036 | POSITION SW - ??? |  | 450-WTR-PC15-4402 |  | D95-13-5120 | TOPWORX | TBD
2266 |  | D95-ZSO-62037 | POSITION SW - ??? |  | 500-WTR-PC15-4451 |  | D95-13-5120 | TOPWORX | TBD
2267 |  | D95-ZSO-62038 | POSITION SW - ??? |  | 450-WTR-PC15-4452 |  | D95-13-5120 | TOPWORX | TBD
2268 |  | D95-ZSO-62041 | POSITION SW - ??? |  | 100-WWA-CC36-V-4076 |  | D95-13-5120 | TOPWORX | TBD
2269 |  | D95-ZSO-62043 | POSITION SW - ??? |  | 100-WWA-CC36-V-4078 |  | D95-13-5120 | TOPWORX | TBD
2270 |  | H25-FE-63007 | FLOW SENSOR - ??? |  | 315-WTR-PC15-4428 |  | D95-13-5140 |  |  | Included in instrument
2271 |  | H25-FE-63014 | FLOW SENSOR - ??? |  | 80-WSG-CC38-V-4524 |  | D95-13-5140 |  |  | Included in instrument
2272 |  | H25-FIT-63007 | FLOW TRANS - INLINE - MAGNETIC |  | 315-WTR-PC15-4428 |  | D95-13-5140 | KROHNE | TBD
2273 |  | H25-FIT-63014 | FLOW TRANS - INLINE - MAGNETIC |  | 80-WSG-CC38-V-4524 |  | D95-13-5140 | KROHNE | TBD
2274 |  | H25-HK-63010 | PUSHBUTTON STATION | D95-PMP-060 |  |  | D95-13-5140 | ALLEN-BRADLEY | TBD
2275 |  | H25-HK-63020 | PUSHBUTTON STATION | D95-PMP-061 |  |  | D95-13-5140 | ALLEN-BRADLEY | TBD
2276 |  | H25-HK-63030 | PUSHBUTTON STATION | D95-PMP-062 |  |  | D95-13-5140 | ALLEN-BRADLEY | TBD
2277 |  | H25-HK-63040 | PUSHBUTTON STATION | D95-PMP-063 |  |  | D95-13-5140 | ALLEN-BRADLEY | TBD
2278 |  | H25-HK-63510 | PUSHBUTTON STATION | H25-PMP-401 |  |  | H25-13-5170 | ALLEN-BRADLEY | TBD
2279 |  | H25-HK-63520 | PUSHBUTTON STATION | H25-PMP-402 |  |  | H25-13-5170 | ALLEN-BRADLEY | TBD
2280 | 00 MOD | H25-LIT-63002 | LEVEL TRANS - NON-GUIDED RADAR | D95-TNK-104 |  |  | D95-13-5140 | ENDRESS + HAUSER | TBD
2281 | 00 MOD | H25-LSHH-63001 | LEVEL SW - VIBRATING FORK LIQUID | D95-TNK-104 |  |  | D95-13-5140 | ENDRESS + HAUSER | FTL50/FTL51
2282 | 00 NEW | H25-LSHH-63101 | LEVEL SW - VIBRATING FORK LIQUID | H25-TNK-151 |  |  | D95-13-5140 | ENDRESS + HAUSER | FTL50/FTL51
2283 | 00 NEW | H25-LSLL-63103 | LEVEL SW - VIBRATING FORK LIQUID | H25-TNK-151 |  |  | D95-13-5140 | ENDRESS + HAUSER | FTL50/FTL51
2284 |  | H25-PI-63004 | INDICATOR/LIGHT - ??? |  | 315-WTR-PC15-4428 |  | D95-13-5140 | ENDRESS + HAUSER | TBD
2285 |  | H25-PI-63005 | INDICATOR/LIGHT - ??? |  | 315-WTR-PC15-4430 |  | D95-13-5140 | ENDRESS + HAUSER | TBD
2286 |  | H25-PI-63011 | INDICATOR/LIGHT - ??? |  | 80-WSG-CC38-V-4524 |  | D95-13-5140 | ENDRESS + HAUSER | TBD
2287 |  | H25-PI-63012 | INDICATOR/LIGHT - ??? |  | 80-WSG-CC38-V-4526 |  | D95-13-5140 | ENDRESS + HAUSER | TBD
2288 |  | H25-PIT-63006 | PRESSURE TRANS |  | 315-WTR-PC15-4428 |  | D95-13-5140 | ENDRESS + HAUSER | PMC71
2289 |  | H25-PIT-63013 | PRESSURE TRANS |  | 80-WSG-CC38-V-4524 |  | D95-13-5140 | ENDRESS + HAUSER | PMC71
2290 |  | H25-PRV-63501 | PRESSURE REGULATOR VALVE |  | 40-WFI-CC40-4602 |  | H25-13-5170 | BERMAD | 720/730 Series
2291 |  | H25-PRV-63502 | PRESSURE REGULATOR VALVE |  | 450-WFI-CC40-4604 |  | H25-13-5170 | BERMAD | 720/730 Series
2292 |  | H25-PRV-63503 | PRESSURE REGULATOR VALVE |  | 450-WFI-CC40-4606 |  | H25-13-5170 | BERMAD | 720/730 Series
2293 |  | H25-YV-63031 | Valve ON/OFF (NO) - BFY - PNEU - FI |  | 350-WTR-PC15-4425 |  | D95-13-5140 | NELES | TBD
2294 | 00 NEW | H25-YV-63131 | Valve ON/OFF (NO) - BFY - PNEU - FI |  | 350-WTR-PC15-4465 |  | D95-13-5140 | NELES | TBD
2295 |  | H25-ZSC-63032 | POSITION SW - ??? |  | 400-WTR-PC15-4427 |  | D95-13-5140 | TOPWORX | TBD
2296 |  | H25-ZSC-63033 | POSITION SW - ??? |  | 315-WTR-PC15-4428 |  | D95-13-5140 | TOPWORX | TBD
2297 |  | H25-ZSC-63034 | POSITION SW - ??? |  | 400-WTR-PC15-4429 |  | D95-13-5140 | TOPWORX | TBD
2298 |  | H25-ZSC-63035 | POSITION SW - ??? |  | 315-WTR-PC15-4430 |  | D95-13-5140 | TOPWORX | TBD
2299 |  | H25-ZSC-63036 | POSITION SW - ??? |  | 100-WSG-CC38-V-4523 |  | D95-13-5140 | TOPWORX | TBD
2300 |  | H25-ZSC-63037 | POSITION SW - ??? |  | 80-WSG-CC38-V-4524 |  | D95-13-5140 | TOPWORX | TBD
2301 |  | H25-ZSC-63038 | POSITION SW - ??? |  | 100-WSG-CC38-V-4525 |  | D95-13-5140 | TOPWORX | TBD
2302 |  | H25-ZSC-63039 | POSITION SW - ??? |  | 80-WSG-CC38-V-4526 |  | D95-13-5140 | TOPWORX | TBD
2303 |  | H25-ZSC-63531 | POSITION SW - ??? |  | 50-WFI-CC40-4601 |  | H25-13-5170 | TOPWORX | TBD
2304 |  | H25-ZSC-63532 | POSITION SW - ??? |  | 40-WFI-CC40-4602 |  | H25-13-5170 | TOPWORX | TBD
2305 |  | H25-ZSC-63533 | POSITION SW - ??? |  | 400-WFI-CC40-4603 |  | H25-13-5170 | TOPWORX | TBD
2306 |  | H25-ZSC-63534 | POSITION SW - ??? |  | 450-WFI-CC40-4604 |  | H25-13-5170 | TOPWORX | TBD
2307 |  | H25-ZSC-63535 | POSITION SW - ??? |  | 400-WFI-CC40-4605 |  | H25-13-5170 | TOPWORX | TBD
2308 |  | H25-ZSC-63536 | POSITION SW - ??? |  | 450-WFI-CC40-4606 |  | H25-13-5170 | TOPWORX | TBD
2309 |  | H25-ZSO-63032 | POSITION SW - ??? |  | 400-WTR-PC15-4427 |  | D95-13-5140 | TOPWORX | TBD
2310 |  | H25-ZSO-63033 | POSITION SW - ??? |  | 315-WTR-PC15-4428 |  | D95-13-5140 | TOPWORX | TBD
2311 |  | H25-ZSO-63034 | POSITION SW - ??? |  | 400-WTR-PC15-4429 |  | D95-13-5140 | TOPWORX | TBD
2312 |  | H25-ZSO-63035 | POSITION SW - ??? |  | 315-WTR-PC15-4430 |  | D95-13-5140 | TOPWORX | TBD
2313 |  | H25-ZSO-63036 | POSITION SW - ??? |  | 100-WSG-CC38-V-4523 |  | D95-13-5140 | TOPWORX | TBD
2314 |  | H25-ZSO-63037 | POSITION SW - ??? |  | 80-WSG-CC38-V-4524 |  | D95-13-5140 | TOPWORX | TBD
2315 |  | H25-ZSO-63038 | POSITION SW - ??? |  | 100-WSG-CC38-V-4525 |  | D95-13-5140 | TOPWORX | TBD
2316 |  | H25-ZSO-63039 | POSITION SW - ??? |  | 80-WSG-CC38-V-4526 |  | D95-13-5140 | TOPWORX | TBD
2317 |  | H25-ZSO-63531 | POSITION SW - ??? |  | 50-WFI-CC40-4601 |  | H25-13-5170 | TOPWORX | TBD
2318 |  | H25-ZSO-63532 | POSITION SW - ??? |  | 40-WFI-CC40-4602 |  | H25-13-5170 | TOPWORX | TBD
2319 |  | H25-ZSO-63533 | POSITION SW - ??? |  | 400-WFI-CC40-4603 |  | H25-13-5170 | TOPWORX | TBD
2320 |  | H25-ZSO-63534 | POSITION SW - ??? |  | 450-WFI-CC40-4604 |  | H25-13-5170 | TOPWORX | TBD
2321 |  | H25-ZSO-63535 | POSITION SW - ??? |  | 400-WFI-CC40-4605 |  | H25-13-5170 | TOPWORX | TBD
2322 |  | H25-ZSO-63536 | POSITION SW - ??? |  | 450-WFI-CC40-4606 |  | H25-13-5170 | TOPWORX | TBD
2323 |  | J25-MCV-61431 | Valve ON/OFF (NC) - SOLENOID | J25-AIR-101 | 25-API-CC37-V-6015 |  | D91-13-4420
2324 |  | J25-PI-61402 | INDICATOR/LIGHT - ??? | J25-AIR-101 |  |  | D91-13-4420 | ENDRESS + HAUSER | TBD
2325 |  | J25-PIT-61403 | PRESSURE TRANS | J25-AIR-101 |  |  | D91-13-4420 | ENDRESS + HAUSER | PMC71
2326 |  | J25-PSV-61401 | PRESSURE SAFETY VALVE | J25-AIR-101 |  |  | D91-13-4420
2327 |  | J25-YS-61431 | CONTACT SW - ??? | J25-AIR-101 |  |  | D91-13-4420
2328 | 00 NEW | LIT-63102 | LEVEL TRANS - ??? | H25-TNK-151 |  |  | D95-13-5140

## RAW_PFD
Page | Raw_Text
2 | 295 t/hCRUSHERPRIMARY C10-CRU-001
3 | 405 t/hCRUSHERSECONDARY C30-CRU-002
3 | 355 kW500 t/hCRUSHERTERTIARY C30-CRU-003
3 | tph solids S.G. solids m³/h solids
3 | tph water % solids m³/h water
3 | tph pulp S.G. pulp m³/h pulp1.5 m dia x 2.5 mDUST COLLECTION TANKCRUSHING BAG HOUSE C30-TNK-003
4 | tph solids S.G. solids m³/h solids
4 | tph water % solids m³/h water
4 | tph pulp S.G. pulp m³/h pulpDISCHARGE INSERT NO.1BCRUSHED ORE SILO C40-CHU-042B
5 | tph solids S.G. solids m³/h solids
5 | tph water % solids m³/h water
5 | tph pulp S.G. pulp m³/h pulpWATER/SOLUTIONS
5 | tph~m³/hU/S DISCHARGE BOXTRASH REMOVAL SCREEN D10-TNK-0051106
6 | tph solids S.G. solids m³/h solids
6 | tph water % solids m³/h water
6 | tph pulp S.G. pulp m³/h pulpWATER/SOLUTIONS
6 | tph~m³/hBAGHOUSE DUST
7 | tph solids S.G. solids m³/h solids
7 | tph water % solids m³/h water
7 | tph pulp S.G. pulp m³/h pulpWATER/SOLUTIONS
7 | tph~m³/hGAS
7 | Nm³/hTANK DISCH. LAUNDERPRE-AERATION D30-LAU-006
8 | tph solids S.G. solids m³/h solids
8 | tph water % solids m³/h water
8 | tph pulp S.G. pulp m³/h pulpWATER/SOLUTIONS
8 | tph~m³/hDISCH. LAUNDERCIL TANK NO.7 D30-LAU-015
9 | tph solids S.G. solids m³/h solids
9 | tph water % solids m³/h water
9 | tph pulp S.G. pulp m³/h pulpWATER/SOLUTIONS
9 | tph~m³/h7.5 kWAREA SUMP PUMPACID WASH D35-PSU-0215.5 kWTRANSFER PUMP (FUTURE)COLD ELUTION CARBON D35-PSL-032
10 | A00-09-012BARREN SOLUTION FROM
10 | HEAT EXCHANGERBARREN COOLING D35-HEX-003LEACH TANKS
10 | tph solids S.G. solids m³/h solids
10 | tph water % solids m³/h water
10 | tph pulp S.G. pulp m³/h pulpWATER/SOLUTIONS
10 | tph~m³/hA00-09-008LOADED CARBON DISTRIBUTOR
11 | tph solids S.G. solids m³/h solids
11 | tph water % solids m³/h water
11 | tph pulp S.G. pulp m³/h pulpWATER/SOLUTIONS
11 | tph~m³/h7.5 kWAREA SUMP PUMPCARBON REGENERATION D40-PSU-026
13 | SAMPLERBARREN ELECTROLYTE D50-SMP-012
13 | tph~m³/h
14 | DORE BARFLUX
14 | POTABLE WATERSLAG POTD50-CTS-001SAMPLE BALANCESDORE BAR & D50-SCL-001
14 | tph~m³/h
15 | tph solids S.G. solids m³/h solids
15 | tph water % solids m³/h water
15 | tph pulp S.G. pulp m³/h pulpWATER/SOLUTIONS
15 | tph~m³/h45020.84
16 | tph solids S.G. solids m³/h solids
16 | tph water % solids m³/h water
16 | tph pulp S.G. pulp m³/h pulpWATER/SOLUTIONS
16 | tph~m³/hGAS
16 | Nm³/hA00-09-008CAUSTIC SOLUTION DRAINAGE
17 | tph solids S.G. solids m³/h solids
17 | tph water % solids m³/h water
17 | tph pulp S.G. pulp m³/h pulpWATER/SOLUTIONS
17 | tph~m³/hA00-09-017TAILINGS CLARIFIER
18 | tph solids S.G. solids m³/h solids
18 | tph water % solids m³/h water
18 | tph pulp S.G. pulp m³/h pulpWATER/SOLUTIONS
18 | tph~m³/hGAS
18 | Nm³/hFILTRATE TANK AGITATORTAILINGS FILTERS D70-AGI-065
19 | tph solids S.G. solids m³/h solids
19 | tph water % solids m³/h water
19 | tph pulp S.G. pulp m³/h pulp
20 | tph~m³/hA00-09-21GLAND SEAL WATER
21 | tph~m³/hDUST SUPPRESSION
22 | tph~m³/h4650CARBON REGENERATION
23 | tph~m³/h
24 | tph~m³/h
25 | tph~m³/h
26 | tph~m³/h
27 | tph~m³/hA00-09-019PROCESS WATER
28 | tph~m³/h
29 | tph~m³/h
30 | tph~m³/h
31 | 4 m³ (1060 usgal), rated 11 bargAIR RECEIVER NO.1OXYGEN PLANT D92-AIR-077
31 | 4 m³ (1060 usgal), rated 11 bargAIR RECEIVER NO.2OXYGEN PLANT D92-AIR-079CARBON FILTER NO.1OXYGEN PLANT D92-FIL-022CYANIDE DESTRUCTION
31 | 4 m³ (1060 usgal), rated 11 bargOXYGEN RECEIVER NO.1OXYGEN PLANT D92-AIR-078
31 | tph~m³/hGAS
31 | Nm³/h4 m³ (1060 usgal), rated 11 bargOXYGEN RECEIVER NO.2OXYGEN PLANT D92-AIR-080
32 | CLIENT PROJECT No: PRM-010H30 - SEWAGE AND WASTE TREATMENT/DISPOSAL
38 | tph~m³/hWT DEGASIFIERPOTABLE H20-TNK-122
40 | CLIENT PROJECT No: PRM-010H30 - SEWAGE & WASTE TREATMENT/DISPOSAL
42 | 330 Nm³/h @ 8.5 bargAIR COMPRESSOR NO.1PRIMARY CRUSHING C10-AIC-001
42 | 330 Nm³/h @ 8.5 bargAIR COMPRESSOR NO.2PRIMARY CRUSHING C10-AIC-002
42 | 37 kW4 m³ (1060 usgal), rated 11 bargAIR RECEIVER NO.1PRIMARY CRUSHING C10-AIR-001
42 | 2.5 m³ (660 usgal), rated 11 bargAIR RECEIVER NO.2PRIMARY CRUSHING C10-AIR-002
42 | 2.5 m³ (660 usgal), rated 11 bargAIR RECEIVERTRUCK SHOP J25-AIR-101TRUCK SHOP AREA
42 | 8.3 m³ (2200 usgal), rated 11 bargAIR RECEIVER NO.2CENTRALIZED D91-AIR-072 1520 Nm³/h @ 8.5 bargAIR COMPRESSOR NO.1CENTRALIZED D91-AIC-011
42 | 1520 Nm³/h @ 8.5 bargAIR COMPRESSOR NO.3CENTRALIZED D91-AIC-013
42 | 1520 Nm³/h @ 8.5 bargAIR COMPRESSOR NO.5CENTRALIZED D91-AIC-015
42 | 32 kW8.3 m³ (2200 usgal), rated 11 bargAIR RECEIVER NO.1CENTRALIZED D91-AIR-071AREA AIR DRYERPRIMARY CRUSHER C10-AID-001
42 | 4 m³ (1060 usgal), rated 11 bargAIR RECEIVERCIL FEED THICKNER D20-AIR-026
42 | 4 m³ (1060 usgal), rated 11 bargAIR RECEIVERELUTION AREA D35-AIR-031
42 | 4 m³ (1060 usgal), rated 11 bargAIR RECEIVERGOLD ROOM D50-AIR-036
42 | 4 m³ (1060 usgal), rated 11 bargAIR RECEIVERDETOX AREA D60-AIR-041
42 | 4 m³ (1060 usgal), rated 11 bargAIR RECEIVERREAGENTS D80-AIR-066
42 | 2.5 m³ (660 usgal), rated 11 bargAIR RECEIVERSCREENING BUILDING C20-AIR-006
42 | 2.5 m³ (660 usgal), rated 11 bargCRUSHING AIR RECEIVERSECONDARY & TERTIARY C30-AIR-011
42 | 2.5 m³ (660 usgal), rated 11 bargAREA AIR RECEIVERCRUSHED ORE C40-AIR-016
42 | 4 m³ (1060 usgal), rated 11 bargAIR RECEIVER NO.1BALL MILL AREA D10-AIR-021LEACHING AREA
42 | 4 m³ (1060 usgal), rated 11 bargAIR RECEIVER NO.2BALL MILL AREA D10-AIR-022INLET FILTER
42 | 1520 Nm³/h @ 8.5 bargAIR COMPRESSOR NO.2CENTRALIZED D91-AIC-012
42 | 1520 Nm³/h @ 8.5 bargAIR COMPRESSOR NO.4CENTRALIZED D91-AIC-014
43 | 10 m³ (2640 usgal), rated 16 bargAIR RECEIVERFILTER SQUEEZING D70-AIR-052
43 | 2730 Nm³/h @ 10 bargAIR COMPRESSOR NO.1FILTER BLOWING/DRYING D93-AIC-021
43 | 2730 Nm³/h @ 10 bargAIR COMPRESSOR NO.2FILTER BLOWING/DRYING D93-AIC-022
43 | 2730 Nm³/h @ 10 bargAIR COMPRESSOR NO.3FILTER BLOWING/DRYING D93-AIC-023
43 | 2730 Nm³/h @ 10 bargAIR COMPRESSOR NO.4FILTER BLOWING/DRYING D93-AIC-024
43 | 185 Nm³/h @ 13 bargAIR COMPRESSOR NO.1FILTER SQUEEZING D93-AIC-026
43 | 185 Nm³/h @ 13 bargAIR COMPRESSOR NO.2FILTER SQUEEZING D93-AIC-027
43 | 185 Nm³/h @ 13 bargAIR COMPRESSOR NO.3FILTER SQUEEZING D93-AIC-028
43 | 12 m³ (3170 usgal), rated 12 bargAIR RECEIVER NO.1FILTER BLOWING/DRYING D70-AIR-046
43 | 12 m³ (3170 usgal), rated 12 bargAIR RECEIVER NO.2FILTER BLOWING/DRYING D70-AIR-047
43 | 12 m³ (3170 usgal), rated 12 bargAIR RECEIVER NO.3FILTER BLOWING/DRYING D70-AIR-048AIR DRYER NO.1FILTER INSTRUMENT D93-AID-013
43 | 2.5 m³ (660 usgal), rated 11 bargAIR RECEIVER NO.1COMPRESSOR ROOM D93-AIR-0812.5 m³ (660 usgal), rated 11 bargAIR RECEIVER NO.2COMPRESSOR ROOM D93-AIR-082

## RAW_PID
Page | Line_Number | Context
16 | 90-WPR-PC15-4112 | 90-WPR-PC15-4112
20 | 250-WPR-PC15-4108 | 250-WPR-PC15-4108
25 | 400-WPR-PC15-2073 | 400-WPR-PC15-2073
26 | 630-WPR-PC15-4103 | 630-WPR-PC15-4103
26 | 90-WPR-PC15-4112 | 90-WPR-PC15-4112
26 | 630-WPR-PC15-4101 | 630-WPR-PC15-4101
26 | 450-WPR-PC15-4104 | 450-WPR-PC15-4104
26 | 90-WPR-PC15-4109 | 90-WPR-PC15-4109
29 | 200-WPR-PC15-4202 | 200-WPR-PC15-4202
32 | 50-GOX-SC18-6532 | 50-GOX-SC18-6532
33 | 50-GOX-SC18-6530 | 50-GOX-SC18-6530
36 | 160-WTR-PC15-4445 | 160-WTR-PC15-4445
36 | 90-SSU-PC2-3093 | 90-SSU-PC2-3093
38 | 110-WTR-PC15-4463 | 110-WTR-PC15-4463
39 | 50-CCA-CC34-5309 | 50-CCA-CC34-5309
48 | 90-WTR-PC15-4437 | 90-WTR-PC15-4437
48 | 110-WTR-PC15-4439 | 110-WTR-PC15-4439
54 | 50-WTR-PC15-4464 | - PROCESS PLANTTREATED WATER 50-WTR-PC15-4464
60 | 50-WPR-PC15-4208 | 50-WPR-PC15-4208
60 | 200-WPR-PC15-4202 | 200-WPR-PC15-4202
60 | 200-WPR-PC15-4204 | 200-WPR-PC15-4204
60 | 90-WPR-PC15-4207 | 90-WPR-PC15-4207
61 | 100-CAC-PC2-3040 | 100-CAC-PC2-3040
66 | 160-WPR-PC15-8001 | 160-WPR-PC15-8001
66 | 110-WPR-PC15-4702 | 110-WPR-PC15-4702
66 | 500-WPR-PC15-4303 | 500-WPR-PC15-4303
66 | 315-WWA-PC15-4061 | 315-WWA-PC15-4061
66 | 315-WWA-PC15-4063 | 315-WWA-PC15-4063
66 | 450-WWA-PC15-4073 | 450-WWA-PC15-4073
69 | 315-WWA-PC15-4062 | 315-WWA-PC15-4062
72 | 250-WPR-PC15-4051 | 250-WPR-PC15-4051
76 | 25-CCA-CC34-5307 | 25-CCA-CC34-5307
80 | 25-CCA-CC34-5307 | 25-CCA-CC34-5307
81 | 50-WTR-PC15-4416 | 50-WTR-PC15-4416
86 | 110-WTR-PC15-4457 | 110-WTR-PC15-4457
90 | 110-WTR-PC15-4462 | EDUCTORTAILINGS FLOCCULANT D85-EDU-003110-WTR-PC15-4461 110-WTR-PC15-4462
98 | 25-GOX-SC18-6539 | 25-GOX-SC18-6539
99 | 50-GOX-SC18-6511 | AIR RECEIVER NO.1OXYGEN PLANT D92-AIR-07750-GOX-SC18-6510 50-GOX-SC18-6511
99 | 50-GOX-SC18-6522 | 50-GOX-SC18-6522
99 | 50-GOX-SC18-6536 | 50-GOX-SC18-6536
99 | 50-GOX-SC18-6535 | 50-GOX-SC18-6535
99 | 50-GOX-SC18-6534 | 50-GOX-SC18-6534
99 | 50-GOX-SC18-6533 | 50-GOX-SC18-6533
99 | 50-GOX-SC18-6532 | 50-GOX-SC18-6532
99 | 50-GOX-SC18-6531 | 50-GOX-SC18-6531
99 | 50-GOX-SC18-6530 | 50-GOX-SC18-6530
99 | 50-GOX-SC18-6529 | 50-GOX-SC18-6529
99 | 50-GOX-SC18-6526 | 50-GOX-SC18-6526
99 | 25-GOX-SC18-6512 | 25-GOX-SC18-6512
104 | 200-WPR-PC15-4307 | 200-WPR-PC15-4307
105 | 500-WTR-PC15-4401 | 500-WTR-PC15-4401
105 | 200-WTR-PC15-4901 | 200-WTR-PC15-4901
105 | 500-WTR-PC15-4451 | 500-WTR-PC15-4451
105 | 450-WTR-PC15-4452 | 450-WTR-PC15-4452
106 | 50-WTR-PC15-4419 | 50-WTR-PC15-4419
106 | 50-WTR-PC15-4421 | 50-WTR-PC15-4421
106 | 160-WTR-PC15-4408 | 160-WTR-PC15-4408
106 | 50-WTR-PC15-4417 | 50-WTR-PC15-4417
106 | 90-WTR-PC15-4411 | 79125050-WTR-PC15-4416 90-WTR-PC15-4411 110-WTR-PC15-441090-WTR-PC15-4404
106 | 50-WTR-PC15-4416 | 50-WTR-PC15-4416
107 | 400-WTR-PC15-4427 | M 400-WTR-PC15-4427
107 | 400-WFI-CC40-4603 | 400-WFI-CC40-4603
107 | 315-WTR-PC15-4430 | 315-WTR-PC15-4430
108 | 200-WTR-PC15-4431 | 200-WTR-PC15-4431
108 | 160-WTR-PC15-4442 | 160-WTR-PC15-4442
108 | 160-WTR-PC15-4435 | 160-WTR-PC15-4435
108 | 90-WTR-PC15-4437 | 90-WTR-PC15-4437
108 | 110-WTR-PC15-4439 | 110-WTR-PC15-4439
108 | 110-WTR-PC15-4446 | 110-WTR-PC15-4446
110 | 400-WFI-CC40-4603 | 400-WFI-CC40-4603
110 | 450-WFI-CC40-4604 | 450-WFI-CC40-4604

## RAW_PDC
Page | Raw_Text
1 | Design Criteria
1 | Process Design Criteria
2 | Design Criteria
2 | Process Design Criteria2025-03-14
3 | Process Design Criteria
3 | Ambient Temperatures
3 | Temperature - Annual average °C 15 L AA
3 | Temperature - Maximum °C 40 L AA
3 | Temperature - Minimum °C -14 L AA
3 | Design wind speed km/h 166 L AA
4 | Process Design Criteria
4 | ROM ore bulk density
4 | Secondary crusher feed bulk density
4 | Tertiary crusher feed bulk density
4 | Tertiary crusher product bulk density
4 | Design gold grade g/t 5.1 C AD
4 | Design silver grade g/t 10.7 C AD
4 | Design Cu grade g/t 157.8 C AD
4 | Design Hg grade g/t 6.2 C AD
4 | Bond abrasion index - design g 0.358 D AB
5 | Process Design Criteria
5 | Daily throughput - nominal t/d 3,714 D AC
5 | Daily throughput - minimum t/d 3,132 D AA
5 | Daily throughput - maximum design t/d 4,320 D AA
5 | Crushing circuit throughput - nominal t/h 387 D AC
5 | Crushing circuit thpruhgput - minimum t/h 326 D AC
5 | Crushing circuit throughput - maximum t/h 450 D AC
5 | Process plant throughput - nominal t/h 172 D AC
5 | Process plant throughput - minimum (to accommodate the hardest ore) t/h 145 D AA
5 | Process plant throughput - maximum design t/h 200 A AA
5 | Combined stockpile capacity t/h 70,000 A AA
5 | Minimum t/h 326 D AC
5 | Nominal t/h 387 D AC
5 | Maximum t/h 450 D AC
5 | Design factor 1.16 D AC
6 | Process Design Criteria
6 | Minimum t/h 326 D AC
6 | Nominal t/h 387 D AC
6 | Maximum t/h 450 D AC
6 | Design factor 1.16 D AC
6 | Opening size (bar spacing) mm 90.0 L AA
6 | Minimum t/h 214 D AC
6 | Nominal t/h 254 D AC
6 | Maximum t/h 295 D AC
6 | Design factor 1.16 D AC
6 | Minimum t/h 326 D AC
6 | Nominal t/h 387 D AC
6 | Maximum (peak) t/h 450 D AC
6 | Design factor (for peak) - 1.16 D AC
7 | Process Design Criteria
7 | Minimum t/h 326 D AC
7 | Nominal t/h 387 D AC
7 | Maximum t/h 450 D AC
7 | Design factor - 1.16 D AC
7 | Oversize product (nominal) t/h 348 D AC
7 | Oversize product (design) t/h 405 D AC
7 | Undersize product (nominal) t/h 38.7 D AC
7 | Undersize product (design) t/h 45.0 D AC
7 | Minimum t/h 294 D AC
7 | Nominal t/h 348 D AC
7 | Maximum (peak) t/h 405 D AC
7 | Design factor (for peak) - 1.16 D AC
7 | Minimum tph 294 D AC
7 | Nominal tph 348 D AC
7 | Maximum (peak) tph 405 D AC
7 | Design factor (for peak tonnage) - 1.16 D AC
8 | Process Design Criteria
9 | Process Design Criteria
9 | Minimum t/h 656 D AC
9 | Nominal t/h 778 D AC
9 | Maximum (peak) t/h 905 D AC
9 | Design factor (for peak tonnage) - 1.16 D AC
9 | Minimum t/h 656 D AC
9 | Nominal t/h 778 D AC
9 | Maximum (peak) t/h 905 D AC
9 | Design factor (for peak tonnage) - 1.16 D AC
9 | Oversize product (nominal) t/h 430 D AC
9 | Oversize product (design) t/h 500 D AA
9 | Undersize product (nominal) t/h 348 D AC
9 | Undersize product (design) t/h 405 D AA
9 | Minimum t/h 363 D AC
9 | Nominal t/h 430 D AC
9 | Maximum (peak) t/h 500 D AC
9 | Design factor (for peak tonnage) - 1.16 D AC
10 | Process Design Criteria
10 | Minimum tph 363 D AC
10 | Nominal tph 430 D AC
10 | Maximum (peak) tph 500 D AC
10 | Design factor (for peak) - 1.16 D AC
10 | Minimum t/h 326 D AC
10 | Nominal t/h 387 D AC
10 | Maximum (peak) t/h 450 D AC
10 | Design factor (for peak tonnage) - 1.16 D AC
10 | Bulk density t/m31.45 L AA
10 | Minimum t/h 145 D AA
10 | Nominal t/h 172 D AC
10 | Maximum t/h 200 A AA
11 | Process Design Criteria
11 | Minimum t/h 72.5 D AA
11 | Nominal t/h 86.0 D AC
11 | Maximum t/h 100 D AA
11 | Design factor (for peak tonnage) - 1.16 D AC
12 | Process Design Criteria
12 | Minimum t/h 145 D AA
12 | Nominal t/h 172 D AC
12 | Maximum t/h 200 A AA
12 | Design factor (for peak tonnage) - 1.16 D AC
12 | Ambient temperature °C -14 to 40 L AA
12 | Nominal t/h 172 D AC
12 | Minimum (hard ore) t/h 145 D AA
12 | Design maximum (soft ore) t/h 200 A AA
12 | Design factor - 1.16 D AC
12 | Mill discharge percent solids - maximum for design % w/w 60 to 72 L AA
13 | Process Design Criteria
13 | Trommel spray water flow m3/h 0.00 K AA
14 | Process Design Criteria
14 | Nominal t/h 731 D AC
14 | Minimum t/h 600 D AA
14 | Maximum t/h 798 D AA
14 | Nominal operating conditions m3/h 1,000 D AC
14 | Maximum m3/h 1,035 D AA
14 | Minimum t/h 600 D AA
14 | Maximum t/h 798 D AA
14 | Minimum m3/h 1,000 D AC
14 | Maximum m3/h 1,035 D AA
14 | Cyclones operating pressure kPa 76.0 L AA
14 | Daily consumption t/d 6.80 D AC
15 | Process Design Criteria
15 | Nominal t/h 172 D AC
15 | Maximum t/h 200 A AA
15 | Design % w/w 24.0 E AA
15 | Nominal m3/h 555 D AC
15 | Maximum m3/h 709 D AA
15 | Slurry density
15 | Calculated nominal screen flux (based on effective screen area) m3/h/m256.6 D AC
15 | Calculated design screen flux (based on effective screen area) m3/h/m272.3 D AA
15 | Water requirement per screen m3/h 10.0 K AA
15 | Water to oversize fraction per screen m3/h 0.00 K AC
15 | Solids settling rate - nominal t/h/m20.62 L AA
15 | Solids settling rate - design t/h/m20.72 L AA
15 | Feedwell flowrate (after self dilution) m3/h 1,613 D AC
15 | Calculated thickener area - design conditions m2323 D AA
15 | Minimum (hard ore) t/h 145 D AA
15 | Nominal t/h 172 D AC
15 | Maximum (soft ore) t/h 200 D AA
15 | Minimum m3/h 173 D AA
16 | Process Design Criteria
16 | Nominal m3/h 205 D AC
16 | Maximum m3/h 239 D AA
16 | Design factor - 1.16 D AC
17 | Process Design Criteria
17 | Nominal operating conditions m3/h 500 D AC
17 | Minimum m3/h 468 D AA
17 | Maximum m3/h 645 D AA
17 | Design factor - 1.00 E AA
17 | Nominal m3/h 489 D AC
17 | Minimum m3/h 459 D AA
17 | Maximum m3/h 632 D AA
17 | Design factor - 1.38 D AA
18 | Process Design Criteria
18 | Minimum t/h 145 D AA
18 | Nominal t/h 172 D AC
18 | Maximum t/h 200 D AA
18 | Design factor (on tonnage) - 1.16 D AC
18 | Nominal flowrate m3/h 206 D AC
18 | Minimum m3/h 174 D AA
18 | Maximum m3/h 240 D AA
18 | Nominal flowrate m3/h 277 D AC
18 | Minimum m3/h 234 D AA
18 | Maximum m3/h 322 D AA
18 | % solids range % w/w 45.0 - 55.0 L AA
18 | Design g/t 5.11 C AD
18 | Design g/t 10.69 C AD
18 | Design g/t 158 C AD
19 | Process Design Criteria
19 | Percent solids design for agitators % w/w 60.0 D AA
19 | Design Nm3/t 0.36 L AC
19 | Design - max. tonnage kg O 2/h 101 D AC
19 | Percent solids design for agitators % w/w 55.0 E AC
20 | Process Design Criteria
20 | Screen flux - nominal tonnage m3/h/m239.6 D AC
20 | Screen flux - max tonnage m3/h/m246.0 D AC
20 | Design maximum flow m3/h 322 D AC
20 | Slurry flowrate during carbon transfer - max. tonnage m3/h 549 D AC
20 | Calculated screen flux during carbon transfer m3/h/m278.3 D AC
20 | Average tonnage per pump t/h 143 D AA
20 | Average flowrate per pump m3/h 227 D AA
20 | Design factor - 1.20 E AA
20 | Design average flowrate m3/h 272 K AA
21 | Process Design Criteria
21 | Nominal t/h 172 D AC
21 | Minimum t/h 145 D AA
21 | Maximum t/h 200 D AA
21 | Nominal m3/h 277 D AC
21 | Maximum tonnage m3/h 322 D AC
21 | Design mg/L 3.69 D AA
21 | Design mg/L 6.41 D AA
21 | Design mg/L 10.11 D AA
21 | Design mg/L 35.7 D AB
21 | Elution per day - design # 1 L AA
21 | Design g/t 1,170 D AC
21 | Design g/t 1,930 D AC
21 | Design loading (Au and Ag) g/t 3,100 D AC
21 | Design gold tenor in discharge mg/L 0.011 L AA
21 | Design (yearly maximum) g/t 9,233 D AD
22 | Process Design Criteria
22 | Nominal tonnage (solids) t/h 143 D AA
22 | Nominal flowrate m3/h 227 D AA
22 | Nominal slurry density t/m31.39 D AA
22 | Design factor - 1.00 E AA
22 | Design flowrate m3/h 227 D AA
22 | Calculated screen flux m3/h/m218.9 D AA
22 | Wash water requirement m3/h 20.0 F AA
22 | Water to distributor requirement m3/h 4.60 D AA
22 | Tonnes of carbon per transfer (design) t 16.0 D AA
22 | Nominal flowrate m3/h 60 D AA
22 | Design factor - 1.01 D AA
22 | Design flowrate m3/h 60 D AA
22 | Screen flux m3/h/m24.39 D AA
22 | Wash water requirement m3/h 1.00 F AA
22 | Nominal flowrate m3/h 59.9 D AA
22 | Design factor - 1.01 D AA
22 | Design flowrate m3/h 60.3 D AA
22 | Screen flux m3/h/m210.6 D AA
23 | Process Design Criteria
23 | Water requirement (fresh water) m3/h 2.00 F AA
24 | Process Design Criteria
24 | Carbon bulk density t/m30.47 F AA
24 | Design volume per column m320.4 D AA
24 | Design factor (pipe filling) - 1.15 E AA
24 | Design factor (pipe filling) - 1.20 F AA
25 | Process Design Criteria
25 | Design factor (pipe filling) - 1.20 E AA
25 | Design factor - 1.50 E AA
25 | Transfer pump flow rate m3/h 3.06 D AA
25 | Elution temperatureoC 140 F AA
25 | Elution pressure kPa 650 F AA
25 | Carbon bulk density (dry) t/m30.47 F AA
25 | Bed expansion design factor - 1.20 E AA
25 | Design volume per column - 20.4 D AA
25 | Elution solution temperature °C 65.0 F AA
26 | Process Design Criteria
27 | Process Design Criteria
27 | Cell solution temperature (max) °C 90.0 G AA
27 | Electrowinning cells design flow m3/h 68.1 D AA
27 | Design sludge production kg/d 46.3 D AC
27 | Mould/bar size kg 15.6 L AA
27 | Bars produced per week (average) bars / week 10.6 D AC
27 | Bars produced per week (design) bars / week 20.8 D AC
27 | Melts per week (design) melts / week 4.17 D AC
27 | Kiln capacity t/d 16.0 E AA
27 | Kiln feed bin design factor - 1.20 E AA
27 | Reactivation temperatureoC 750 G AA
28 | Process Design Criteria
29 | Process Design Criteria
29 | Daily carbon losses to fines t/d 0.15 D AC
29 | Carbon make-up required t/d 0.15 D AC
29 | Nominal t/h 172 D AC
29 | Maximum tonnage t/h 200 D AA
29 | Nominal m3/h 284 D AC
29 | Maximum m3/h 329 D AA
29 | Design factor - 1.16 D AC
29 | Slurry density t/m31.38 D AA
29 | Calculated screen flux (design maximum conditions) m3/h/m236.1 D AA
29 | Total water requirement m3/h 9.12 E AA
29 | Water to O/S m3/h 0.00 D AA
29 | Nominal t/h 172 D AC
29 | Minimum t/h 145 D AA
29 | Maximum t/h 200 D AA
29 | Design factor - 1.16 D AC
29 | Solids settling rate - nominal t/h/m20.62 L AA
29 | Solids settling rate - design t/h/m20.72 L AA
29 | Feedwell flowrate (after self dilution) m3/h 1,613 D AC
30 | Process Design Criteria
31 | Process Design Criteria
31 | Nominal t/h 172 D AC
31 | Minimum t/h 145 D AA
31 | Maximum t/h 200 D AA
31 | Nominal m3/h 237 D AC
31 | Minimum m3/h 200 D AA
31 | Maximum m3/h 276 D AA
31 | Design factor - 1.16 D AC
31 | Nominal operating conditions m3/h 81.1 D AC
31 | Minimum m3/h 67.9 D AC
31 | Maximum m3/h 94.7 D AC
31 | Design factor - 1.00 E AA
31 | Nominal m3/h 81.1 D AC
31 | Minimum m3/h 67.9 D AC
31 | Maximum m3/h 94.7 D AC
31 | Design factor - 1.39 D AA
32 | Process Design Criteria
32 | Nominal t/h 172 D AC
32 | Minimum t/h 145 D AA
32 | Maximum t/h 200 D AA
32 | Nominal operating conditions m3/h 368 D AC
32 | Minimum m3/h 312 D AA
32 | Maximum m3/h 428 D AA
32 | Design factor - 1.16 D AC
32 | Nominal operating conditions m3/h 184 D AC
32 | Minimum m3/h 156 D AA
32 | Maximum m3/h 214 D AA
32 | Copper levels in solution (design) mg/L TBD
32 | Nominal m3/h 368.42 D AD
32 | Maximum m3/h 428.22 D AD
32 | Total slurry effective volume (design) m3883 D AA
33 | Process Design Criteria
33 | Percent solids design for agitators % w/w 45.0 E AA
33 | Design kg O 2/h 166 L AA
33 | Design kg O 2/h 507 L AA
34 | Process Design Criteria
34 | Nominal t/h 174 D AC
34 | Minimum t/h 146 D AA
34 | Maximum t/h 202 D AA
34 | Design factor - 1.16 D AC
34 | Solids settling rate - nominal t/h/m20.62 L AA
34 | Solids settling rate - design t/h/m20.72 L AA
34 | Feedwell flowrate (after self dilution) m3/h 1,613 D AC
34 | Nominal t/h 174 D AC
34 | Minimum t/h 146 D AA
34 | Maximum t/h 202 D AA
34 | Nominal m3/h 190 D AC
34 | Minimum m3/h 160 D AA
34 | Maximum m3/h 221 D AA
34 | Design factor - 1.16 D AC
34 | Nominal operating conditions m3/h 335 D AC
34 | Minimum m3/h 297 D AC
34 | Maximum m3/h 374 D AA
34 | Design factor - 1.00 E AA
34 | Process water make-up required m3/h 0 D AA
35 | Process Design Criteria
35 | Nominal m3/h 302 D AC
35 | Minimum m3/h 259 D AC
35 | Maximum m3/h 347 D AC
35 | Design factor - 1.34 D AC
35 | Nominal t/h 174 D AC
35 | Maximum t/h 202 D AA
35 | Nominal m3/h 196 D AC
35 | Maximum m3/h 228 D AA
35 | Solids density
35 | Percent solids design for agitators % w/w 61.2 E AA
35 | Total flowrate m3/h 201 D AC
35 | Flowrate per pump m3/h 67.1 D AC
35 | Filter compacting filtrate flowrate - Total m3/h 656 D AC
35 | Design factor - 1.20 E AA
35 | Filtered tailings % solids % w/w 82.5 D AA
35 | Design factor - 1.00 F AA
35 | Low pressure wash water
36 | Process Design Criteria
36 | Instantaneous low pressure cloth rinse water consumption m3/h 1,000 F AA
36 | Instantaneous core wash water consumption m3/h 320 F AA
36 | High pressure wash water
36 | Instantaneous high pressure wash water consumption m3/h 24.0 F AA
37 | Process Design Criteria
37 | Nominal capacity t/h 57.3 D AC
37 | Maximum capacity t/h 66.7 D AA
37 | Nominal capacity t/h 172 D AC
37 | Maximum capacity t/h 200 D AA
37 | Design factor - 1.16 D AC
37 | Nominal m3/h 372 D AC
37 | Minimum m3/h 340 D AA
37 | Maximum m3/h 405 D AA
37 | Design factor - 1.00 E AA
37 | Nominal t/h 1.72 D AC
37 | Maximum t/h 2.00 D AA
37 | Design factor - 1.16 D AC
37 | Nominal m3/h 173 D AC
37 | Maximum m3/h 188 D AA
38 | Process Design Criteria
38 | Nominal t/h 1.72 D AC
38 | Minimum t/h 1.45 D AC
38 | Maximum t/h 2.00 D AC
38 | Design factor - 1.16 D AC
38 | Solids settling rate t/h/m20.02 K AD
38 | Nominal t/h 1.72 D AC
38 | Minimum t/h 1.45 D AC
38 | Maximum t/h 2.00 D AC
38 | Nominal m3/h 174 D AC
38 | Minimum m3/h 159 D AC
38 | Maximum m3/h 189 D AC
38 | Design factor - 1.09 D AC
38 | Total gland seal water m3/h 22.8 D AC
38 | Ball mill cyclone feed pump m3/h 7.20 K AC
38 | CIL feed thickener underflow pump m3/h 1.08 K AC
38 | CIL feed thickener overflow pump m3/h 1.44 K AC
38 | Loaded carbon transfer pump m3/h 1.44 K AC
38 | Cold elution column carbon transfer pump (future) m3/h 0.00 K AC
38 | Acid wash column carbon transfer pump m3/h 0.00 K AC
38 | Regenerated carbon transfer pump m3/h 1.88 K AC
38 | Transport water pump m3/h 0.00 K AC
38 | Fine carbon filter feed pump m3/h 1.88 K AC
38 | Regenerated carbon return pump m3/h 1.88 K AC
38 | Vacuum pump - mercury retort m3/h 0.68 K AC
38 | Detox circuit feed pump m3/h 0.00 E AC
38 | Pre-detox thickener underflow pump m3/h 1.92 K AC
38 | Pre-detox thickener overflow pump m3/h 0.84 K AC
38 | Tailings thickener underflow pump m3/h 1.08 K AC
38 | Tailings thickener overflow pump m3/h 1.44 K AC
38 | Filtrate clarifier underflow pump m3/h 0.84 K AC
39 | Process Design Criteria
39 | Total gland seal water m3/h 13.9 D AC
39 | Tailings filter press feed pumps No.1 m3/h 2.20 K AC
39 | Tailings filter press feed pumps No.2 m3/h 2.20 K AC
39 | Tailings filter press feed pumps No.3 m3/h 2.20 K AC
39 | Tailings filters low pressure wash pump No.1 m3/h 1.44 K AC
39 | Tailings filters low pressure wash pump No.2 m3/h 1.44 K AC
39 | Tailings filters low pressure wash pump No.3 m3/h 1.44 K AC
39 | Tailings filters core wash pump m3/h 1.08 K AC
39 | Tailings filters filtrate pump m3/h 1.88 K AC
39 | Total average flow m3/h 22.8 D AA
39 | Design factor - 1.20 E AA
39 | Design flowrate m3/h 27.3 D AA
39 | Total average flow m3/h 13.88 D AA
39 | Design factor - 1.20 E AA
39 | Design flowrate m3/h 16.66 D AA
39 | Instantaneous treated water requirements - for pump sizing m3/h 102 D AC
39 | Contingency m3/h 7.0 D AA
39 | Total instantaneous treated water requirements with contingencies m3/h 109 D AC
39 | Treated water flow rate - average m3/h 51.8 D AC
39 | Design factor - 1.15 E AA
39 | Instantaneous treated water requirements - for pump sizing m3/h 113 D AC
39 | Contingency m3/h 16.9 D AC
39 | Total instantaneous treated water requirements with contingencies m3/h 130 D AC
40 | Process Design Criteria
40 | Fire water flow rate m3/h 450 D AC
40 | Treated water flow rate - average m3/h 31.5 D AA
40 | Design factor - 1.15 E AA
40 | Total flow capacity per pump - average operating conditions m3/h 31.5 D AA
40 | Maximum flow capacity per pump - instantaneous m3/h 94.5 D AD
40 | Design factor - 1.20 E AA
40 | Design flow per pump m3/h 113 D AD
40 | Average flowrate m3/h 450 D AC
40 | Design factor - 1.20 E AA
40 | Design flowrate m3/h 540 D AA
40 | Design factor - 1.50 E AC
40 | Design factor - 1.10 E AC
41 | Process Design Criteria
41 | Design factor - 1.10 E AC
41 | Water make-up required - per scrubber m3/h 5.00 K AC
42 | d/w h/d t/d t/h m³/h s.g. t/d t/h s.g. t/h m³/h % solids s.g. t/d t/h Nm³/h scfm
43 | d/w h/d t/d t/h m³/h s.g. t/d t/h s.g. t/h m³/h % solids s.g. t/d t/h Nm³/h scfmDescription RUNNING TIME SOLIDS SLURRY TOTAL SOLUTION GASEOUSNOMINAL
44 | d/w h/d t/d t/h m³/h s.g. t/d t/h s.g. t/h m³/h % solids s.g. t/d t/h Nm³/h scfmDescription RUNNING TIME SOLIDS SLURRY TOTAL SOLUTION GASEOUSNOMINAL
45 | d/w h/d t/d t/h m³/h s.g. t/d t/h s.g. t/h m³/h % solids s.g. t/d t/h Nm³/h scfmDescription RUNNING TIME SOLIDS SLURRY TOTAL SOLUTION GASEOUSNOMINAL
46 | d/w h/d t/d t/h m³/h s.g. t/d t/h s.g. t/h m³/h % solids s.g. t/d t/h Nm³/h scfmDescription RUNNING TIME SOLIDS SLURRY TOTAL SOLUTION GASEOUSNOMINAL
46 | BARREN SOLUTION TANK
46 | 412 Total barren solution discharge to strip tank 7.00 8.00 0.00 0.00 0.00 0.00 277 34.6 1.02 34.6 34.0 0.00 1.02
46 | 417 Barren solution bleed to leach 7.00 8.00 0.00 0.00 0.00 0.00 25.9 3.24 1.02 3.24 3.19 0.00 1.02
46 | 3404 Treated water to barren solution tank 7.00 0.50 0.00 0.00 0.00 0.00 22.8 45.5 1.00 45.5 45.5 0.00 1.00
47 | d/w h/d t/d t/h m³/h s.g. t/d t/h s.g. t/h m³/h % solids s.g. t/d t/h Nm³/h scfmDescription RUNNING TIME SOLIDS SLURRY TOTAL SOLUTION GASEOUSNOMINAL
48 | d/w h/d t/d t/h m³/h s.g. t/d t/h s.g. t/h m³/h % solids s.g. t/d t/h Nm³/h scfmDescription RUNNING TIME SOLIDS SLURRY TOTAL SOLUTION GASEOUSNOMINAL
49 | d/w h/d t/d t/h m³/h s.g. t/d t/h s.g. t/h m³/h % solids s.g. t/d t/h Nm³/h scfmDescription RUNNING TIME SOLIDS SLURRY TOTAL SOLUTION GASEOUSNOMINAL
49 | 3651 Treated water for high pressure cloth wash 7.00 4.50 0.00 0.00 0.00 0.00 108 24.0 1.00 24.0 24.0 0.00 1.00
50 | d/w h/d t/d t/h m³/h s.g. t/d t/h s.g. t/h m³/h % solids s.g. t/d t/h Nm³/h scfmDescription RUNNING TIME SOLIDS SLURRY TOTAL SOLUTION GASEOUSNOMINAL
50 | 1652 Process water for filter press low pressure rinse 7.00 1.09 0.00 0.00 0.00 0.00 1,092 1,000 1.00 1,000 1,000 0.00 1.00
50 | 4656 Gland seal water to tailings filters low pressure wash pumps 7.00 1.09 0.00 0.00 0.00 0.00 4.72 4.32 1.00 4.32 4.32 0.00 1.00
51 | d/w h/d t/d t/h m³/h s.g. t/d t/h s.g. t/h m³/h % solids s.g. t/d t/h Nm³/h scfmDescription RUNNING TIME SOLIDS SLURRY TOTAL SOLUTION GASEOUSNOMINAL
51 | r4656 Gland seal water to tailings filters low pressure wash pumps 7.00 1.09 0.00 0.00 0.00 0.00 4.72 4.32 1.00 4.32 4.32 0.00 1.00
52 | d/w h/d t/d t/h m³/h s.g. t/d t/h s.g. t/h m³/h % solids s.g. t/d t/h Nm³/h scfmDescription RUNNING TIME SOLIDS SLURRY TOTAL SOLUTION GASEOUSNOMINAL
52 | r3651 Treated water for high pressure cloth wash 7.00 4.50 0.00 0.00 0.00 0.00 108 24.0 1.00 24.0 24.0 0.00 1.00
52 | r3404 Treated water to barren solution tank 7.00 0.50 0.00 0.00 0.00 0.00 22.8 45.5 1.00 45.5 45.5 0.00 1.00
53 | d/w h/d t/d t/h m³/h s.g. t/d t/h s.g. t/h m³/h % solids s.g. t/d t/h Nm³/h scfm
54 | d/w h/d t/d t/h m³/h s.g. t/d t/h s.g. t/h m³/h % solids s.g. t/d t/h Nm³/h scfmDescriptionNOMINAL
55 | d/w h/d t/d t/h m³/h s.g. t/d t/h s.g. t/h m³/h % solids s.g. t/d t/h Nm³/h scfmDescriptionNOMINAL
56 | d/w h/d t/d t/h m³/h s.g. t/d t/h s.g. t/h m³/h % solids s.g. t/d t/h Nm³/h scfmDescriptionNOMINAL
57 | d/w h/d t/d t/h m³/h s.g. t/d t/h s.g. t/h m³/h % solids s.g. t/d t/h Nm³/h scfmDescriptionNOMINAL
57 | BARREN SOLUTION TANK
57 | 412 Total barren solution discharge to strip tank 7.00 8.00 0.00 0.00 0.00 0.00 277 34.6 1.02 34.6 34.0 0.00 1.02
57 | 417 Barren solution bleed to leach 7.00 8.00 0.00 0.00 0.00 0.00 25.9 3.24 1.02 3.24 3.19 0.00 1.02
57 | 3404 Treated water to barren solution tank 7.00 0.50 0.00 0.00 0.00 0.00 22.8 45.5 1.00 45.5 45.5 0.00 1.00
58 | d/w h/d t/d t/h m³/h s.g. t/d t/h s.g. t/h m³/h % solids s.g. t/d t/h Nm³/h scfmDescriptionNOMINAL
59 | d/w h/d t/d t/h m³/h s.g. t/d t/h s.g. t/h m³/h % solids s.g. t/d t/h Nm³/h scfmDescriptionNOMINAL
60 | d/w h/d t/d t/h m³/h s.g. t/d t/h s.g. t/h m³/h % solids s.g. t/d t/h Nm³/h scfmDescriptionNOMINAL
61 | d/w h/d t/d t/h m³/h s.g. t/d t/h s.g. t/h m³/h % solids s.g. t/d t/h Nm³/h scfmDescriptionNOMINAL
62 | d/w h/d t/d t/h m³/h s.g. t/d t/h s.g. t/h m³/h % solids s.g. t/d t/h Nm³/h scfmDescriptionNOMINAL
62 | 3651 Treated water for high pressure cloth wash 7.00 4.50 0.00 0.00 0.00 0.00 108 24.0 1.00 24.0 24.0 0.00 1.00
62 | 1652 Process water for filter press low pressure rinse 7.00 1.09 0.00 0.00 0.00 0.00 1,092 1,000 1.00 1,000 1,000 0.00 1.00
62 | 4656 Gland seal water to tailings filters low pressure wash pumps 7.00 1.09 0.00 0.00 0.00 0.00 4.72 4.32 1.00 4.32 4.32 0.00 1.00
63 | d/w h/d t/d t/h m³/h s.g. t/d t/h s.g. t/h m³/h % solids s.g. t/d t/h Nm³/h scfmDescriptionNOMINAL
64 | d/w h/d t/d t/h m³/h s.g. t/d t/h s.g. t/h m³/h % solids s.g. t/d t/h Nm³/h scfmDescriptionNOMINAL
64 | r4656 Gland seal water to tailings filters low pressure wash pumps 7.00 1.09 0.00 0.00 0.00 0.00 4.72 4.32 1.00 4.32 4.32 0.00 1.00
64 | r3651 Treated water for high pressure cloth wash 7.00 4.50 0.00 0.00 0.00 0.00 108 24.0 1.00 24.0 24.0 0.00 1.00
65 | d/w h/d t/d t/h m³/h s.g. t/d t/h s.g. t/h m³/h % solids s.g. t/d t/h Nm³/h scfmDescriptionNOMINAL
65 | r3404 Treated water to barren solution tank 7.00 0.50 0.00 0.00 0.00 0.00 22.8 45.5 1.00 45.5 45.5 0.00 1.00
66 | d/w h/d t/d t/h m³/h s.g. t/d t/h s.g. t/h m³/h % solids s.g. t/d t/h Nm³/h scfm
67 | d/w h/d t/d t/h m³/h s.g. t/d t/h s.g. t/h m³/h % solids s.g. t/d t/h Nm³/h scfmDescriptionNOMINAL
68 | d/w h/d t/d t/h m³/h s.g. t/d t/h s.g. t/h m³/h % solids s.g. t/d t/h Nm³/h scfmDescriptionNOMINAL
69 | d/w h/d t/d t/h m³/h s.g. t/d t/h s.g. t/h m³/h % solids s.g. t/d t/h Nm³/h scfmDescriptionNOMINAL
70 | d/w h/d t/d t/h m³/h s.g. t/d t/h s.g. t/h m³/h % solids s.g. t/d t/h Nm³/h scfmDescriptionNOMINAL
70 | BARREN SOLUTION TANK
70 | 412 Total barren solution discharge to strip tank 7.00 8.00 0.00 0.00 0.00 0.00 277 34.6 1.02 34.6 34.0 0.00 1.02
70 | 417 Barren solution bleed to leach 7.00 8.00 0.00 0.00 0.00 0.00 25.9 3.24 1.02 3.24 3.19 0.00 1.02
70 | 3404 Treated water to barren solution tank 7.00 0.50 0.00 0.00 0.00 0.00 22.8 45.5 1.00 45.5 45.5 0.00 1.00
71 | d/w h/d t/d t/h m³/h s.g. t/d t/h s.g. t/h m³/h % solids s.g. t/d t/h Nm³/h scfmDescriptionNOMINAL
72 | d/w h/d t/d t/h m³/h s.g. t/d t/h s.g. t/h m³/h % solids s.g. t/d t/h Nm³/h scfmDescriptionNOMINAL
73 | d/w h/d t/d t/h m³/h s.g. t/d t/h s.g. t/h m³/h % solids s.g. t/d t/h Nm³/h scfmDescriptionNOMINAL
74 | d/w h/d t/d t/h m³/h s.g. t/d t/h s.g. t/h m³/h % solids s.g. t/d t/h Nm³/h scfmDescriptionNOMINAL
75 | d/w h/d t/d t/h m³/h s.g. t/d t/h s.g. t/h m³/h % solids s.g. t/d t/h Nm³/h scfmDescriptionNOMINAL
75 | 3651 Treated water for high pressure cloth wash 7.00 4.50 0.00 0.00 0.00 0.00 108 24.0 1.00 24.0 24.0 0.00 1.00
75 | 1652 Process water for filter press low pressure rinse 7.00 1.09 0.00 0.00 0.00 0.00 1,092 1,000 1.00 1,000 1,000 0.00 1.00
75 | 4656 Gland seal water to tailings filters low pressure wash pumps 7.00 1.09 0.00 0.00 0.00 0.00 4.72 4.32 1.00 4.32 4.32 0.00 1.00
76 | d/w h/d t/d t/h m³/h s.g. t/d t/h s.g. t/h m³/h % solids s.g. t/d t/h Nm³/h scfmDescriptionNOMINAL
77 | d/w h/d t/d t/h m³/h s.g. t/d t/h s.g. t/h m³/h % solids s.g. t/d t/h Nm³/h scfmDescriptionNOMINAL
77 | r4656 Gland seal water to tailings filters low pressure wash pumps 7.00 1.09 0.00 0.00 0.00 0.00 4.72 4.32 1.00 4.32 4.32 0.00 1.00
77 | r3651 Treated water for high pressure cloth wash 7.00 4.50 0.00 0.00 0.00 0.00 108 24.0 1.00 24.0 24.0 0.00 1.00
78 | d/w h/d t/d t/h m³/h s.g. t/d t/h s.g. t/h m³/h % solids s.g. t/d t/h Nm³/h scfmDescriptionNOMINAL
78 | r3404 Treated water to barren solution tank 7.00 0.50 0.00 0.00 0.00 0.00 22.8 45.5 1.00 45.5 45.5 0.00 1.00

## RAW_PID_LineList
Page | Line_Number | DN_mm | DN_Class | Material | Spec | Suffix | Tag_Number | Area_Guess | Context
12 | 80-SSU-CC32-R-0004 | 80 | 80 | SSU | CC32 | R | 0004 |  | 80-SSU-CC32-R-0004
16 | 90-WPR-PC15-4112 | 90 | 100 | WPR | PC15 |  | 4112 |  | 90-WPR-PC15-4112
18 | 80-SSU-CC32-R-0006 | 80 | 80 | SSU | CC32 | R | 0006 |  | 80-SSU-CC32-R-0006
20 | 250-WPR-PC15-4108 | 250 | 250+ | WPR | PC15 |  | 4108 |  | 250-WPR-PC15-4108
21 | 50-WSG-CC38-V-4527 | 50 | <=50 | WSG | CC38 | V | 4527 |  | 50-WSG-CC38-V-4527 50-WSG-CC38-V-4528
21 | 50-WSG-CC38-V-4528 | 50 | <=50 | WSG | CC38 | V | 4528 |  | 50-WSG-CC38-V-4527 50-WSG-CC38-V-4528
21 | 150-SSL-CC33-V-1020 | 150 | 150 | SSL | CC33 | V | 1020 |  | 150-SSL-CC33-V-1020
23 | 100-SSL-CC32-R-1208 | 100 | 100 | SSL | CC32 | R | 1208 |  | 100-SSL-CC32-R-1208
23 | 80-SSL-CC32-R-1011 | 80 | 80 | SSL | CC32 | R | 1011 |  | 80-SSL-CC32-R-1011
24 | 450-SSL-CC32-R-1008 | 450 | 250+ | SSL | CC32 | R | 1008 |  | MIN 1.50 °450-SSL-CC32-R-1008
25 | 400-WPR-PC15-2073 | 400 | 250+ | WPR | PC15 |  | 2073 |  | 400-WPR-PC15-2073
25 | 20-WSG-CC38-V-4539 | 20 | <=50 | WSG | CC38 | V | 4539 |  | 20-WSG-CC38-V-4539
26 | 630-WPR-PC15-4103 | 630 | 250+ | WPR | PC15 |  | 4103 |  | 630-WPR-PC15-4103
26 | 90-WPR-PC15-4112 | 90 | 100 | WPR | PC15 |  | 4112 |  | 90-WPR-PC15-4112
26 | 630-WPR-PC15-4101 | 630 | 250+ | WPR | PC15 |  | 4101 |  | 630-WPR-PC15-4101
26 | 450-WPR-PC15-4104 | 450 | 250+ | WPR | PC15 |  | 4104 |  | 450-WPR-PC15-4104
26 | 90-WPR-PC15-4109 | 90 | 100 | WPR | PC15 |  | 4109 |  | 90-WPR-PC15-4109
28 | 200-SSL-CC32-R-2010 | 200 | 200 | SSL | CC32 | R | 2010 |  | 200-SSL-CC32-R-2010
28 | 200-SSL-CC32-R-2008 | 200 | 200 | SSL | CC32 | R | 2008 |  | 200-SSL-CC32-R-2008
29 | 80-SSU-CC33-V-3064 | 80 | 80 | SSU | CC33 | V | 3064 |  | 80-SSU-CC33-V-3064
29 | 80-SSU-CC33-V-2069 | 80 | 80 | SSU | CC33 | V | 2069 |  | 80-SSU-CC33-V-2069
29 | 80-SSU-CC33-V-3306 | 80 | 80 | SSU | CC33 | V | 3306 |  | 80-SSU-CC33-V-3306
29 | 150-SSU-CC33-V-2066 | 150 | 150 | SSU | CC33 | V | 2066 |  | 150-SSU-CC33-V-2066
29 | 200-WPR-PC15-4202 | 200 | 200 | WPR | PC15 |  | 4202 |  | 200-WPR-PC15-4202
29 | 300-SSL-CC32-R-2091 | 300 | 250+ | SSL | CC32 | R | 2091 |  | 300-SSL-CC32-R-2091
29 | 300-SSL-CC33-V-2093 | 300 | 250+ | SSL | CC33 | V | 2093 |  | 300-SSL-CC33-V-2093
29 | 25-CCS-CC35-M-5120 | 25 | <=50 | CCS | CC35 | M | 5120 |  | 25-CCS-CC35-M-5120
29 | 50-SLS-CC33-V-5005 | 50 | <=50 | SLS | CC33 | V | 5005 |  | 50-SLS-CC33-V-5005
30 | 25-CCS-CC35-M-5118 | 25 | <=50 | CCS | CC35 | M | 5118 |  | 25-CCS-CC35-M-5118
30 | 50-SLS-CC33-V-5010 | 50 | <=50 | SLS | CC33 | V | 5010 |  | 50-SLS-CC33-V-5010
30 | 300-SSL-CC32-R-3096 | 300 | 250+ | SSL | CC32 | R | 3096 |  | 300-SSL-CC32-R-3096
31 | 200-SSL-CC32-R-2026 | 200 | 200 | SSL | CC32 | R | 2026 |  | 200-SSL-CC32-R-2026
31 | 200-SSL-CC32-R-2027 | 200 | 200 | SSL | CC32 | R | 2027 |  | 200-SSL-CC32-R-2027
31 | 200-SSL-CC32-R-2029 | 200 | 200 | SSL | CC32 | R | 2029 |  | 200-SSL-CC32-R-2029 200-SSL-CC32-R-2030D30-13-2350
31 | 200-SSL-CC33-V-2084 | 200 | 200 | SSL | CC33 | V | 2084 |  | 200-SSL-CC33-V-2084 200-SSL-CC33-V-2085
31 | 200-SSL-CC33-V-2085 | 200 | 200 | SSL | CC33 | V | 2085 |  | 200-SSL-CC33-V-2084 200-SSL-CC33-V-2085
32 | 50-SLS-CC33-V-5005 | 50 | <=50 | SLS | CC33 | V | 5005 |  | 50-SLS-CC33-V-5005
32 | 200-SSL-CC32-R-2023 | 200 | 200 | SSL | CC32 | R | 2023 |  | 200-SSL-CC32-R-2023
32 | 200-SSL-CC32-R-2027 | 200 | 200 | SSL | CC32 | R | 2027 |  | 200-SSL-CC32-R-2027
32 | 200-SSL-CC33-V-2087 | 200 | 200 | SSL | CC33 | V | 2087 |  | 55 kW200-SSL-CC33-V-2086 200-SSL-CC33-V-2087
32 | 50-GOX-SC18-6532 | 50 | <=50 | GOX | SC18 |  | 6532 |  | 50-GOX-SC18-6532
32 | 200-SSL-CC32-R-2025 | 200 | 200 | SSL | CC32 | R | 2025 |  | 200-SSL-CC32-R-2025
33 | 200-SSL-CC32-R-2020 | 200 | 200 | SSL | CC32 | R | 2020 |  | 200-SSL-CC32-R-2020
33 | 50-GOX-SC18-6530 | 50 | <=50 | GOX | SC18 |  | 6530 |  | 50-GOX-SC18-6530
33 | 200-SSL-CC33-V-2090 | 200 | 200 | SSL | CC33 | V | 2090 |  | 200-SSL-CC33-V-2090 200-SSL-CC33-V-2089 200-SSL-CC33-V-2088AIT
33 | 200-SSL-CC33-V-2089 | 200 | 200 | SSL | CC33 | V | 2089 |  | 200-SSL-CC33-V-2090 200-SSL-CC33-V-2089 200-SSL-CC33-V-2088AIT
33 | 50-SLS-CC33-V-5005 | 50 | <=50 | SLS | CC33 | V | 5005 |  | 50-SLS-CC33-V-5005
35 | 25-WPR-CC36-V-2096 | 25 | <=50 | WPR | CC36 | V | 2096 |  | 25-WPR-CC36-V-2096
35 | 50-SSL-CC33-V-2100 | 50 | <=50 | SSL | CC33 | V | 2100 |  | 50-SSL-CC33-V-2100
35 | 50-SSL-CC33-V-2098 | 50 | <=50 | SSL | CC33 | V | 2098 |  | 50-SSL-CC33-V-2098
36 | 160-WTR-PC15-4445 | 160 | 200 | WTR | PC15 |  | 4445 |  | 160-WTR-PC15-4445
36 | 90-SSU-PC2-3093 | 90 | 100 | SSU | PC2 |  | 3093 |  | 90-SSU-PC2-3093
38 | 110-WTR-PC15-4463 | 110 | 150 | WTR | PC15 |  | 4463 |  | 110-WTR-PC15-4463
39 | 50-CCA-CC34-5309 | 50 | <=50 | CCA | CC34 |  | 5309 |  | 50-CCA-CC34-5309
40 | 80-SSU-CC33-V-3306 | 80 | 80 | SSU | CC33 | V | 3306 |  | 80-SSU-CC33-V-3306
45 | 25-WPR-CC36-V-2094 | 25 | <=50 | WPR | CC36 | V | 2094 |  | 25-WPR-CC36-V-2094
45 | 80-SSU-CC33-V-3097 | 80 | 80 | SSU | CC33 | V | 3097 |  | 80-SSU-CC33-V-3097
45 | 25-API-CC37-V-6079 | 25 | <=50 | API | CC37 | V | 6079 |  | 25-API-CC37-V-6079
48 | 25-WTR-CC36-V-4438 | 25 | <=50 | WTR | CC36 | V | 4438 |  | 25-WTR-CC36-V-4438
48 | 90-WTR-PC15-4437 | 90 | 100 | WTR | PC15 |  | 4437 |  | 90-WTR-PC15-4437
48 | 110-WTR-PC15-4439 | 110 | 150 | WTR | PC15 |  | 4439 |  | 110-WTR-PC15-4439
48 | 80-SSL-CC33-V-2018 | 80 | 80 | SSL | CC33 | V | 2018 |  | 80-SSL-CC33-V-2018
54 | 50-WTR-PC15-4464 | 50 | <=50 | WTR | PC15 |  | 4464 |  | - PROCESS PLANTTREATED WATER 50-WTR-PC15-4464
56 | 15-WTR-CC36-V-4453 | 15 | <=50 | WTR | CC36 | V | 4453 |  | 15-WTR-CC36-V-4453
57 | 20-WSG-CC38-V-4529 | 20 | <=50 | WSG | CC38 | V | 4529 |  | 20-WSG-CC38-V-4529
58 | 400-SSL-CC32-R-2039 | 400 | 250+ | SSL | CC32 | R | 2039 |  | 400-SSL-CC32-R-2039
58 | 400-SSL-CC32-R-2038 | 400 | 250+ | SSL | CC32 | R | 2038 |  | MIN 1.70 % 400-SSL-CC32-R-2038 MIN 1.70 %
59 | 300-SSL-CC33-V-2048 | 300 | 250+ | SSL | CC33 | V | 2048 |  | 300-SSL-CC33-V-2048
59 | 300-SSL-CC32-R-2044 | 300 | 250+ | SSL | CC32 | R | 2044 |  | 300-SSL-CC32-R-2044
59 | 150-SSL-CC33-V-2047 | 150 | 150 | SSL | CC33 | V | 2047 |  | 150-SSL-CC33-V-2047
60 | 20-WSG-CC38-V-4536 | 20 | <=50 | WSG | CC38 | V | 4536 |  | 20-WSG-CC38-V-4536 25-WSG-CC38-V-4537NOTE 2GLAND
60 | 50-WPR-PC15-4208 | 50 | <=50 | WPR | PC15 |  | 4208 |  | 50-WPR-PC15-4208
60 | 200-WPR-PC15-4202 | 200 | 200 | WPR | PC15 |  | 4202 |  | 200-WPR-PC15-4202
60 | 200-WPR-PC15-4204 | 200 | 200 | WPR | PC15 |  | 4204 |  | 200-WPR-PC15-4204
60 | 90-WPR-PC15-4207 | 90 | 100 | WPR | PC15 |  | 4207 |  | 90-WPR-PC15-4207
61 | 300-SSL-CC32-R-2041 | 300 | 250+ | SSL | CC32 | R | 2041 |  | 300-SSL-CC32-R-2041
61 | 100-CAC-PC2-3040 | 100 | 100 | CAC | PC2 |  | 3040 |  | 100-CAC-PC2-3040
61 | 80-SSL-CC33-V-3305 | 80 | 80 | SSL | CC33 | V | 3305 |  | 80-SSL-CC33-V-3305
61 | 300-SSL-CC32-R-2049 | 300 | 250+ | SSL | CC32 | R | 2049 |  | 300-SSL-CC32-R-2049
62 | 150-SSU-CC33-V-2072 | 150 | 150 | SSU | CC33 | V | 2072 |  | XX-SSL-XXXX-2060 150-SSU-CC33-V-2072
63 | 400-SSL-CC32-R-2054 | 400 | 250+ | SSL | CC32 | R | 2054 |  | MIN 2.60 %400-SSL-CC32-R-2054
65 | 100-CFL-CC33-V-5445 | 100 | 100 | CFL | CC33 | V | 5445 |  | 20-WSG-CC38-V-4521MIN 2.60 %100-CFL-CC33-V-5445
65 | 80-SSL-CC33-V-4007 | 80 | 80 | SSL | CC33 | V | 4007 |  | 80-SSL-CC33-V-4007
66 | 160-WPR-PC15-8001 | 160 | 200 | WPR | PC15 |  | 8001 |  | 160-WPR-PC15-8001
66 | 110-WPR-PC15-4702 | 110 | 150 | WPR | PC15 |  | 4702 |  | 110-WPR-PC15-4702
66 | 20-WSG-CC38-V-4505 | 20 | <=50 | WSG | CC38 | V | 4505 |  | 20-WSG-CC38-V-4505
66 | 500-WPR-PC15-4303 | 500 | 250+ | WPR | PC15 |  | 4303 |  | 500-WPR-PC15-4303
66 | 315-WWA-PC15-4061 | 315 | 250+ | WWA | PC15 |  | 4061 |  | 315-WWA-PC15-4061
66 | 315-WWA-PC15-4063 | 315 | 250+ | WWA | PC15 |  | 4063 |  | 315-WWA-PC15-4063
66 | 450-WWA-PC15-4073 | 450 | 250+ | WWA | PC15 |  | 4073 |  | 450-WWA-PC15-4073
67 | 300-SSL-CC32-R-4019 | 300 | 250+ | SSL | CC32 | R | 4019 |  | 300-SSL-CC32-R-4019
67 | 300-SSL-CC32-R-4023 | 300 | 250+ | SSL | CC32 | R | 4023 |  | 300-SSL-CC32-R-4023
67 | 350-SSL-CC33-V-4011 | 350 | 250+ | SSL | CC33 | V | 4011 |  | 350-SSL-CC33-V-4011
67 | 25-WSG-CC38-V-4517 | 25 | <=50 | WSG | CC38 | V | 4517 |  | 25-WSG-CC38-V-4517
67 | 300-SSL-CC32-R-4016 | 300 | 250+ | SSL | CC32 | R | 4016 |  | 300-SSL-CC32-R-4016
67 | 150-SSL-CC33-V-4018 | 150 | 150 | SSL | CC33 | V | 4018 |  | 150-SSL-CC33-V-4018
68 | 300-WPR-CC36-V-4034 | 300 | 250+ | WPR | CC36 | V | 4034 |  | 300-WPR-CC36-V-4034
69 | 150-APRS-CC37-V-4038 | 150 | 150 | APRS | CC37 | V | 4038 | D70 | FILTER NO.1TAILINGS D70-PRS-001150-APRS-CC37-V-4038 150-APRS-CC37-V-4038
69 | 100-APRS-CC37-V-4036 | 100 | 100 | APRS | CC37 | V | 4036 |  | 100-APRS-CC37-V-4036
69 | 300-WPR-CC36-V-4034 | 300 | 250+ | WPR | CC36 | V | 4034 |  | 300-WPR-CC36-V-4034
69 | 200-APRB-CC37-V-6126 | 200 | 200 | APRB | CC37 | V | 6126 |  | 200-APRB-CC37-V-6126
69 | 315-WWA-PC15-4062 | 315 | 250+ | WWA | PC15 |  | 4062 |  | 315-WWA-PC15-4062
69 | 400-SSL-CC33-V-4027 | 400 | 250+ | SSL | CC33 | V | 4027 |  | 400-SSL-CC33-V-4027
70 | 80-APRS-CC37-V-6159 | 80 | 80 | APRS | CC37 | V | 6159 |  | 80-APRS-CC37-V-6159
70 | 50-API-CC37-V-6143 | 50 | <=50 | API | CC37 | V | 6143 |  | 50-API-CC37-V-6143
70 | 200-APRB-CC37-V-6130 | 200 | 200 | APRB | CC37 | V | 6130 |  | 200-APRB-CC37-V-6130
70 | 300-WPR-CC36-V-4034 | 300 | 250+ | WPR | CC36 | V | 4034 |  | 300-WPR-CC36-V-4034
71 | 250-APRS-CC37-V-4054 | 250 | 250+ | APRS | CC37 | V | 4054 |  | 250-APRS-CC37-V-4054
71 | 200-SSL-CC33-V-4040 | 200 | 200 | SSL | CC33 | V | 4040 |  | 200-SSL-CC33-V-4040 200-SSL-CC33-V-404025-WSG-CC38-V-4513
72 | 250-WPR-PC15-4051 | 250 | 250+ | WPR | PC15 |  | 4051 |  | 250-WPR-PC15-4051
72 | 40-SSL-CC33-V-4044 | 40 | <=50 | SSL | CC33 | V | 4044 |  | 40-SSL-CC33-V-4044 40-SSL-CC33-V-4043
72 | 40-SSL-CC33-V-4043 | 40 | <=50 | SSL | CC33 | V | 4043 |  | 40-SSL-CC33-V-4044 40-SSL-CC33-V-4043
74 | 20-ACO-CC37-V-6075 | 20 | <=50 | ACO | CC37 | V | 6075 |  | 20-ACO-CC37-V-6075
75 | 80-SSU-CC33-V-5014 | 80 | 80 | SSU | CC33 | V | 5014 |  | 80-SSU-CC33-V-5014 80-SSU-CC33-V-5013
75 | 80-SSU-CC33-V-5013 | 80 | 80 | SSU | CC33 | V | 5013 |  | 80-SSU-CC33-V-5014 80-SSU-CC33-V-5013
75 | 50-SLS-CC33-V-5005 | 50 | <=50 | SLS | CC33 | V | 5005 |  | 50-SLS-CC33-V-5005
76 | 25-CCA-CC34-5307 | 25 | <=50 | CCA | CC34 |  | 5307 |  | 25-CCA-CC34-5307
80 | 25-CCA-CC34-5307 | 25 | <=50 | CCA | CC34 |  | 5307 |  | 25-CCA-CC34-5307
81 | 50-WTR-PC15-4416 | 50 | <=50 | WTR | PC15 |  | 4416 |  | 50-WTR-PC15-4416
86 | 110-WTR-PC15-4457 | 110 | 150 | WTR | PC15 |  | 4457 |  | 110-WTR-PC15-4457
87 | 100-CFL-CC33-V-5415 | 100 | 100 | CFL | CC33 | V | 5415 |  | 100-CFL-CC33-V-5415
90 | 110-WTR-PC15-4462 | 110 | 150 | WTR | PC15 |  | 4462 | D85 | EDUCTORTAILINGS FLOCCULANT D85-EDU-003110-WTR-PC15-4461 110-WTR-PC15-4462
93 | 80-API-CC37-V-6008 | 80 | 80 | API | CC37 | V | 6008 |  | 80-API-CC37-V-6008 80-API-CC37-V-600980-API-CC37-V-6004 80-API-CC37-V-6006
93 | 80-API-CC37-V-6006 | 80 | 80 | API | CC37 | V | 6006 |  | 80-API-CC37-V-6008 80-API-CC37-V-600980-API-CC37-V-6004 80-API-CC37-V-6006
93 | 25-API-CC37-V-6005 | 25 | <=50 | API | CC37 | V | 6005 |  | 25-API-CC37-V-6005
94 | 150-API-CC37-V-6022 | 150 | 150 | API | CC37 | V | 6022 |  | 150-API-CC37-V-6022
94 | 150-API-CC37-V-6023 | 150 | 150 | API | CC37 | V | 6023 |  | 150-API-CC37-V-6023
95 | 150-API-CC37-V-6029 | 150 | 150 | API | CC37 | V | 6029 |  | 6812150 150-API-CC37-V-6029
95 | 150-API-CC37-V-6035 | 150 | 150 | API | CC37 | V | 6035 |  | 150-API-CC37-V-6035
96 | 50-API-CC37-V-6042 | 50 | <=50 | API | CC37 | V | 6042 |  | 50-API-CC37-V-6042
96 | 50-API-CC37-V-6046 | 50 | <=50 | API | CC37 | V | 6046 |  | 50-API-CC37-V-6046
96 | 80-API-CC37-V-6049 | 80 | 80 | API | CC37 | V | 6049 |  | 80-API-CC37-V-6049
96 | 80-API-CC37-V-6052 | 80 | 80 | API | CC37 | V | 6052 |  | 80-API-CC37-V-6052
96 | 80-API-CC37-V-6056 | 80 | 80 | API | CC37 | V | 6056 |  | 80-API-CC37-V-6056
96 | 100-API-CC37-V-6062 | 100 | 100 | API | CC37 | V | 6062 |  | 100-API-CC37-V-6062
96 | 100-API-CC37-V-6036 | 100 | 100 | API | CC37 | V | 6036 |  | 100-API-CC37-V-6036
96 | 50-API-CC37-V-6068 | 50 | <=50 | API | CC37 | V | 6068 |  | 50-API-CC37-V-6068
96 | 250-API-CC37-V-6039 | 250 | 250+ | API | CC37 | V | 6039 |  | NOTE 250-API-CC37-V-6039
96 | 50-API-CC37-V-6043 | 50 | <=50 | API | CC37 | V | 6043 |  | 50-API-CC37-V-6043
96 | 25-API-CC37-V-6041 | 25 | <=50 | API | CC37 | V | 6041 |  | 25-API-CC37-V-6041
96 | 50-API-CC37-V-6044 | 50 | <=50 | API | CC37 | V | 6044 |  | 50-API-CC37-V-6044
96 | 25-API-CC37-V-6045 | 25 | <=50 | API | CC37 | V | 6045 |  | 25-API-CC37-V-6045
96 | 25-API-CC37-V-6048 | 25 | <=50 | API | CC37 | V | 6048 |  | 25-API-CC37-V-6048
96 | 50-API-CC37-V-6050 | 50 | <=50 | API | CC37 | V | 6050 |  | 50-API-CC37-V-6050
96 | 25-API-CC37-V-6051 | 25 | <=50 | API | CC37 | V | 6051 |  | 25-API-CC37-V-6051
96 | 50-API-CC37-V-6053 | 50 | <=50 | API | CC37 | V | 6053 |  | 50-API-CC37-V-6053
96 | 50-API-CC37-V-6047 | 50 | <=50 | API | CC37 | V | 6047 |  | 50-API-CC37-V-6047
97 | 50-API-CC37-V-6060 | 50 | <=50 | API | CC37 | V | 6060 |  | 50-API-CC37-V-6060
97 | 50-API-CC37-V-6063 | 50 | <=50 | API | CC37 | V | 6063 |  | 50-API-CC37-V-6063
97 | 50-API-CC37-V-6066 | 50 | <=50 | API | CC37 | V | 6066 |  | 50-API-CC37-V-6066
97 | 25-API-CC37-V-6061 | 25 | <=50 | API | CC37 | V | 6061 |  | 25-API-CC37-V-6061
97 | 25-API-CC37-V-6064 | 25 | <=50 | API | CC37 | V | 6064 |  | 25-API-CC37-V-6064
97 | 25-API-CC37-V-6067 | 25 | <=50 | API | CC37 | V | 6067 |  | 25-API-CC37-V-6067
97 | 25-API-CC37-V-6083 | 25 | <=50 | API | CC37 | V | 6083 |  | 25-API-CC37-V-6083
97 | 25-API-CC37-V-6084 | 25 | <=50 | API | CC37 | V | 6084 |  | 25-API-CC37-V-6084
98 | 150-API-CC37-V-6506 | 150 | 150 | API | CC37 | V | 6506 |  | 150-API-CC37-V-6515150-API-CC37-V-6503 150-API-CC37-V-6506 150-API-CC37-V-6508
98 | 150-API-CC37-V-6508 | 150 | 150 | API | CC37 | V | 6508 |  | 150-API-CC37-V-6515150-API-CC37-V-6503 150-API-CC37-V-6506 150-API-CC37-V-6508
98 | 150-API-CC37-V-6518 | 150 | 150 | API | CC37 | V | 6518 |  | 150-API-CC37-V-6518 150-API-CC37-V-6519
98 | 150-API-CC37-V-6519 | 150 | 150 | API | CC37 | V | 6519 |  | 150-API-CC37-V-6518 150-API-CC37-V-6519
98 | 150-API-CC37-V-6505 | 150 | 150 | API | CC37 | V | 6505 |  | 7107150 150-API-CC37-V-6505 150x100
98 | 250-API-CC37-V-6027 | 250 | 250+ | API | CC37 | V | 6027 |  | 250-API-CC37-V-6027 150x100
98 | 150-API-CC37-V-6517 | 150 | 150 | API | CC37 | V | 6517 | D92 | 3060 m³/h FAD @ 7 bargCARBON FILTER NO.2OXYGEN PLANT D92-FIL-025150x100 150x100 150-API-CC37-V-6517
98 | 25-API-CC37-V-6502 | 25 | <=50 | API | CC37 | V | 6502 |  | 25-API-CC37-V-6502
98 | 25-API-CC37-V-6504 | 25 | <=50 | API | CC37 | V | 6504 |  | 25-API-CC37-V-6504
98 | 25-GOX-SC18-6539 | 25 | <=50 | GOX | SC18 |  | 6539 |  | 25-GOX-SC18-6539
98 | 25-API-CC37-V-6509 | 25 | <=50 | API | CC37 | V | 6509 |  | 25-API-CC37-V-6509
99 | 50-GOX-SC18-6511 | 50 | <=50 | GOX | SC18 |  | 6511 | D92 | AIR RECEIVER NO.1OXYGEN PLANT D92-AIR-07750-GOX-SC18-6510 50-GOX-SC18-6511
99 | 50-GOX-SC18-6522 | 50 | <=50 | GOX | SC18 |  | 6522 |  | 50-GOX-SC18-6522
99 | 50-GOX-SC18-6536 | 50 | <=50 | GOX | SC18 |  | 6536 |  | 50-GOX-SC18-6536
99 | 50-GOX-SC18-6535 | 50 | <=50 | GOX | SC18 |  | 6535 |  | 50-GOX-SC18-6535
99 | 50-GOX-SC18-6534 | 50 | <=50 | GOX | SC18 |  | 6534 |  | 50-GOX-SC18-6534
99 | 50-GOX-SC18-6533 | 50 | <=50 | GOX | SC18 |  | 6533 |  | 50-GOX-SC18-6533
99 | 50-GOX-SC18-6532 | 50 | <=50 | GOX | SC18 |  | 6532 |  | 50-GOX-SC18-6532
99 | 50-GOX-SC18-6531 | 50 | <=50 | GOX | SC18 |  | 6531 |  | 50-GOX-SC18-6531
99 | 50-GOX-SC18-6530 | 50 | <=50 | GOX | SC18 |  | 6530 |  | 50-GOX-SC18-6530
99 | 50-GOX-SC18-6529 | 50 | <=50 | GOX | SC18 |  | 6529 |  | 50-GOX-SC18-6529
99 | 50-GOX-SC18-6526 | 50 | <=50 | GOX | SC18 |  | 6526 |  | 50-GOX-SC18-6526
99 | 25-GOX-SC18-6512 | 25 | <=50 | GOX | SC18 |  | 6512 |  | 25-GOX-SC18-6512
100 | 150-APR-CC37-V-6102 | 150 | 150 | APR | CC37 | V | 6102 |  | 150-APR-CC37-V-6102
100 | 150-APR-CC37-V-6103 | 150 | 150 | APR | CC37 | V | 6103 |  | 150-APR-CC37-V-6103
101 | 300-APRB-CC37-V-6111 | 300 | 250+ | APRB | CC37 | V | 6111 | D93 | AIR COMPRESSOR NO.1FILTER BLOWING/DRYING D93-AIC-021300-APR-CC37-V-6107 300-APRB-CC37-V-6111
101 | 300-APR-CC37-V-6108 | 300 | 250+ | APR | CC37 | V | 6108 |  | 300-APR-CC37-V-6108
101 | 300-APR-CC37-V-6109 | 300 | 250+ | APR | CC37 | V | 6109 |  | 300-APR-CC37-V-6109
101 | 300-APR-CC37-V-6110 | 300 | 250+ | APR | CC37 | V | 6110 | D70 | 300-APR-CC37-V-6110 300-APRB-CC37-V-6114300-APRB-CC37-V-6113300-APRB-CC37-V-611212 m³ (3170 usgal), rated 12 bargAIR RECEIVER NO.1FILTER BLOWING/DRYING D70-AIR-046
101 | 225-API-CC37-V-6016 | 225 | 250+ | API | CC37 | V | 6016 |  | NOTE 225-API-CC37-V-6016
101 | 25-API-CC37-V-6017 | 25 | <=50 | API | CC37 | V | 6017 |  | 25-API-CC37-V-6017
101 | 25-API-CC37-V-6018 | 25 | <=50 | API | CC37 | V | 6018 |  | 25-API-CC37-V-6018
102 | 50-APR-CC37-V-6139 | 50 | <=50 | APR | CC37 | V | 6139 |  | 25-APR-CC37-V-613350-APR-CC37-V-6134 50-APR-CC37-V-6139
102 | 50-API-CC37-V-6141 | 50 | <=50 | API | CC37 | V | 6141 |  | 50-API-CC37-V-6141
102 | 50-API-CC37-V-6142 | 50 | <=50 | API | CC37 | V | 6142 |  | 50-API-CC37-V-6142
102 | 225-APR-CC37-V-6135 | 225 | 250+ | APR | CC37 | V | 6135 |  | NOTE 225-APR-CC37-V-6135
103 | 50-APRS-CC37-V-6152 | 50 | <=50 | APRS | CC37 | V | 6152 |  | 50-APRS-CC37-V-6152
103 | 50-APRS-CC37-V-6154 | 50 | <=50 | APRS | CC37 | V | 6154 |  | 50-APRS-CC37-V-6154
104 | 200-WPR-PC15-4307 | 200 | 200 | WPR | PC15 |  | 4307 |  | 200-WPR-PC15-4307
104 | 40-WPR-CC36-V-4310 | 40 | <=50 | WPR | CC36 | V | 4310 |  | 40-WPR-CC36-V-4310
105 | 25-WSG-CC38-V-4508 | 25 | <=50 | WSG | CC38 | V | 4508 |  | 25-WSG-CC38-V-4508
105 | 80-WSG-CC38-V-4501 | 80 | 80 | WSG | CC38 | V | 4501 |  | 80-WSG-CC38-V-4501
105 | 500-WTR-PC15-4401 | 500 | 250+ | WTR | PC15 |  | 4401 |  | 500-WTR-PC15-4401
105 | 200-WTR-PC15-4901 | 200 | 200 | WTR | PC15 |  | 4901 |  | 200-WTR-PC15-4901
105 | 500-WTR-PC15-4451 | 500 | 250+ | WTR | PC15 |  | 4451 |  | 500-WTR-PC15-4451
105 | 80-WSG-CC38-V-4504 | 80 | 80 | WSG | CC38 | V | 4504 |  | 80-WSG-CC38-V-4504
105 | 450-WTR-PC15-4452 | 450 | 250+ | WTR | PC15 |  | 4452 |  | 450-WTR-PC15-4452
105 | 50-WSG-CC38-V-4507 | 50 | <=50 | WSG | CC38 | V | 4507 |  | 50-WSG-CC38-V-4507
106 | 50-WTR-PC15-4419 | 50 | <=50 | WTR | PC15 |  | 4419 |  | 50-WTR-PC15-4419
106 | 50-WTR-PC15-4421 | 50 | <=50 | WTR | PC15 |  | 4421 |  | 50-WTR-PC15-4421
106 | 160-WTR-PC15-4408 | 160 | 200 | WTR | PC15 |  | 4408 |  | 160-WTR-PC15-4408
106 | 50-WTR-PC15-4417 | 50 | <=50 | WTR | PC15 |  | 4417 |  | 50-WTR-PC15-4417
106 | 90-WTR-PC15-4411 | 90 | 100 | WTR | PC15 |  | 4411 |  | 79125050-WTR-PC15-4416 90-WTR-PC15-4411 110-WTR-PC15-441090-WTR-PC15-4404
106 | 50-WTR-PC15-4416 | 50 | <=50 | WTR | PC15 |  | 4416 |  | 50-WTR-PC15-4416
107 | 400-WTR-PC15-4427 | 400 | 250+ | WTR | PC15 |  | 4427 |  | M 400-WTR-PC15-4427
107 | 400-WFI-CC40-4603 | 400 | 250+ | WFI | CC40 |  | 4603 |  | 400-WFI-CC40-4603
107 | 100-WSG-CC38-V-4525 | 100 | 100 | WSG | CC38 | V | 4525 |  | 8008100 100-WSG-CC38-V-4525
107 | 315-WTR-PC15-4430 | 315 | 250+ | WTR | PC15 |  | 4430 |  | 315-WTR-PC15-4430
107 | 80-WSG-CC38-V-4524 | 80 | 80 | WSG | CC38 | V | 4524 |  | 80-WSG-CC38-V-4524
107 | 80-WSG-CC38-V-4526 | 80 | 80 | WSG | CC38 | V | 4526 |  | 80-WSG-CC38-V-4526
108 | 200-WTR-PC15-4431 | 200 | 200 | WTR | PC15 |  | 4431 |  | 200-WTR-PC15-4431
108 | 160-WTR-PC15-4442 | 160 | 200 | WTR | PC15 |  | 4442 |  | 160-WTR-PC15-4442
108 | 25-WTR-CC36-V-4447 | 25 | <=50 | WTR | CC36 | V | 4447 |  | 25-WTR-CC36-V-4447
108 | 15-WTR-CC36-V-4448 | 15 | <=50 | WTR | CC36 | V | 4448 |  | 15-WTR-CC36-V-4448
108 | 160-WTR-PC15-4435 | 160 | 200 | WTR | PC15 |  | 4435 |  | 160-WTR-PC15-4435
108 | 90-WTR-PC15-4437 | 90 | 100 | WTR | PC15 |  | 4437 |  | 90-WTR-PC15-4437
108 | 25-WTR-CC36-V-4438 | 25 | <=50 | WTR | CC36 | V | 4438 |  | 25-WTR-CC36-V-4438
108 | 110-WTR-PC15-4439 | 110 | 150 | WTR | PC15 |  | 4439 |  | 110-WTR-PC15-4439
108 | 110-WTR-PC15-4446 | 110 | 150 | WTR | PC15 |  | 4446 |  | 110-WTR-PC15-4446
109 | 25-WSG-CC38-V-4531 | 25 | <=50 | WSG | CC38 | V | 4531 |  | 25-WSG-CC38-V-4531
110 | 400-WFI-CC40-4603 | 400 | 250+ | WFI | CC40 |  | 4603 |  | 400-WFI-CC40-4603
110 | 450-WFI-CC40-4604 | 450 | 250+ | WFI | CC40 |  | 4604 |  | 450-WFI-CC40-4604